## 18.08a
Source | NCIt Subset Code | FDA Subset Name | NCIt Concept Code | FDA Source PT | FDA Source Code | IMDRF Code | FDA Source Synonyms(s) | FDA Source Definition | NCIT Definition | Parent Concept's NCIt Concept Code | Parent Concept's FDA Source PT | Parent Concept's FDA Source Code
FDA | C62596 | FDA Center For Devices and Radiological Health Terminology | C54577 | FDA Device Component Code Hierarchy |  |  |  |  | Terminology used for device components or accessories in safety reports and FDA CDRH documents during both pre and post approval periods of device development and usage. | C62596 | CDRH Terminology
FDA | C62596 | FDA Center For Devices and Radiological Health Terminology | C54451 | FDA Device Problem Code Hierarchy |  |  |  |  | Terminology used for defining mode of device failure or malfunction in individual case reports for voluntary and mandatory reporting of adverse reactions or adverse events during both pre and post approval periods of device development and usage. | C62596 | CDRH Terminology
FDA | C62596 | FDA Center For Devices and Radiological Health Terminology | C91802 | FDA Manufacturer Evaluation Conclusion Code Hierarchy |  |  |  |  | Terminology that represents conclusions of an evaluation used by the CDRH with respect to reporting Medical Device events. | C62596 | CDRH Terminology
FDA | C62596 | FDA Center For Devices and Radiological Health Terminology | C91800 | FDA Manufacturer Evaluation Method Code Hierarchy |  |  |  |  | Terminology that represents methods of evaluation used by the CDRH with respect to reporting Medical Device events. | C62596 | CDRH Terminology
FDA | C62596 | FDA Center For Devices and Radiological Health Terminology | C91801 | FDA Manufacturer Evaluation Result Code Hierarchy |  |  |  |  | Terminology that represents results of evaluation used by the CDRH with respect to reporting Medical Device events. | C62596 | CDRH Terminology
FDA | C62596 | FDA Center For Devices and Radiological Health Terminology | C54450 | FDA Patient Problem Code Hierarchy |  |  |  |  | Terminology used for defining a patient condition, symptom, sign, finding, or disease in individual case reports for voluntary and mandatory reporting of adverse reactions or adverse events during both pre and post approval periods of medical device development and usage. | C62596 | CDRH Terminology
FDA | C54577 | FDA Device Component Code Hierarchy | C50372 | Absorber | 3028 |  |  |  | A device or material designed to take in or attenuate a force or substance. | C54577 | FDA Device Component Code Hierarchy
FDA | C54577 | FDA Device Component Code Hierarchy | C49804 | Absorber (CO2) | 401 |  |  |  | A device or material designed to sequester carbon dioxide. | C50372 | Absorber | 3028
FDA | C54577 | FDA Device Component Code Hierarchy | C49806 | Accumulator | 548 |  |  |  | A device or material designed to collect a force or substance. | C54577 | FDA Device Component Code Hierarchy
FDA | C54577 | FDA Device Component Code Hierarchy | C49807 | Actuator | 402 |  |  |  | A device designed to automate an action. | C54577 | FDA Device Component Code Hierarchy
FDA | C54577 | FDA Device Component Code Hierarchy | C49808 | Adapter (Adaptor) | 431 |  |  |  | A device designed to make different pieces of apparatus compatible. | C54577 | FDA Device Component Code Hierarchy
FDA | C54577 | FDA Device Component Code Hierarchy | C89528 | Adhesive | 3194 |  |  |  | Any substance that affixes 2 or more parts or tissues together. | C54577 | FDA Device Component Code Hierarchy
FDA | C54577 | FDA Device Component Code Hierarchy | C49810 | Air Cleaner | 552 |  |  |  | A filtering device designed to remove particles from air. | C54577 | FDA Device Component Code Hierarchy
FDA | C54577 | FDA Device Component Code Hierarchy | C50339 | Air Eliminator | 3029 |  |  |  | A device designed to remove air from a space or fluid. | C54577 | FDA Device Component Code Hierarchy
FDA | C54577 | FDA Device Component Code Hierarchy | C49811 | Air Pump Assembly | 549 |  |  |  | A composite part of an air pump or a larger device that includes an air pump. | C54577 | FDA Device Component Code Hierarchy
FDA | C54577 | FDA Device Component Code Hierarchy | C49813 | Alarm | 403 |  |  |  | A device designed to signal the occurrence of a particular event. | C54577 | FDA Device Component Code Hierarchy
FDA | C54577 | FDA Device Component Code Hierarchy | C49812 | Alarm, Assembly | 404 |  |  |  | A composite part of an alarm or a larger device that includes an alarm. | C49813 | Alarm | 403
FDA | C54577 | FDA Device Component Code Hierarchy | C49814 | Alarm, Audible | 405 |  |  |  | A device designed to signal the occurrence of a particular event by making a sound. | C49813 | Alarm | 403
FDA | C54577 | FDA Device Component Code Hierarchy | C49817 | Alarm, High Inspiratory Pressure | 407 |  |  |  | A device designed to signal the occurrence of a high pressure event associated with a mechanical ventilation device. | C49816 | Alarm, Pressure | 412
FDA | C54577 | FDA Device Component Code Hierarchy | C49815 | Alarm, LED | 408 |  |  |  | A device designed to signal the occurrence of a particular event by activating a light emitting diode. | C49813 | Alarm | 403
FDA | C54577 | FDA Device Component Code Hierarchy | C49819 | Alarm, Low Inspiratory Pressure | 409 |  |  |  | A device designed to signal the occurrence of a low pressure event associated with a mechanical ventilation device. | C49816 | Alarm, Pressure | 412
FDA | C54577 | FDA Device Component Code Hierarchy | C49818 | Alarm, Oxygen Pressure | 410 |  |  |  | A device designed to signal that an oxygen source pressure is outside of an established range. | C49816 | Alarm, Pressure | 412
FDA | C54577 | FDA Device Component Code Hierarchy | C49820 | Alarm, Power | 411 |  |  |  | A device designed to signal the occurrence of a power fluctuation beyond an established range. | C49813 | Alarm | 403
FDA | C54577 | FDA Device Component Code Hierarchy | C49816 | Alarm, Pressure | 412 |  |  |  | A device designed to signal the occurrence of a pressure fluctuation beyond an established range. | C49813 | Alarm | 403
FDA | C54577 | FDA Device Component Code Hierarchy | C49821 | Alarm, Self | 550 |  |  |  |  | C49813 | Alarm | 403
FDA | C54577 | FDA Device Component Code Hierarchy | C49822 | Alarm, Visual | 413 |  |  |  | A device designed to signal the occurrence of a particular event in a way that can be seen. | C49813 | Alarm | 403
FDA | C54577 | FDA Device Component Code Hierarchy | C49823 | Alarm, Volume | 414 |  |  |  | A device designed to signal that a gas volume level is outside of an established range. | C49813 | Alarm | 403
FDA | C54577 | FDA Device Component Code Hierarchy | C49824 | Alternator | 590 |  |  |  | An electric generator designed to produce an alternating current. | C54577 | FDA Device Component Code Hierarchy
FDA | C54577 | FDA Device Component Code Hierarchy | C50057 | Altimeter | 591 |  |  |  | A device designed to measure height above the ground. | C50052 | Gauges/Meters | 462
FDA | C54577 | FDA Device Component Code Hierarchy | C49825 | Amplifier | 592 |  |  |  | An electronic device designed to take an input signal and output an increased signal strength. | C54577 | FDA Device Component Code Hierarchy
FDA | C54577 | FDA Device Component Code Hierarchy | C49826 | Analyzer | 593 |  |  |  | Any device designed to perform an analysis. | C54577 | FDA Device Component Code Hierarchy
FDA | C54577 | FDA Device Component Code Hierarchy | C49827 | Annunciator | 594 |  |  |  | A device designed to indicate which electrical circuit is actively receiving current. | C54577 | FDA Device Component Code Hierarchy
FDA | C54577 | FDA Device Component Code Hierarchy | C49828 | Antenna | 595 |  |  |  | A device designed to transmit or receive electromagnetic signals. | C54577 | FDA Device Component Code Hierarchy
FDA | C54577 | FDA Device Component Code Hierarchy | C50341 | Applicator | 3030 |  |  |  | A device designed to transfer a substance to a surface. | C54577 | FDA Device Component Code Hierarchy
FDA | C54577 | FDA Device Component Code Hierarchy | C49829 | Arrester | 596 |  |  |  | A device designed to prevent a certain action, such as one that protects an electrical system from voltage or current surges. | C54577 | FDA Device Component Code Hierarchy
FDA | C54577 | FDA Device Component Code Hierarchy | C49830 | Attenuator | 597 |  |  |  | An electrical device designed to reduce the strength of a signal. | C54577 | FDA Device Component Code Hierarchy
FDA | C54577 | FDA Device Component Code Hierarchy | C50317 | Automatic Injection System | 3031 |  |  |  | A system designed to pump a gas or liquid into a space or environment without outside intervention. | C50316 | Injection System | 3076
FDA | C54577 | FDA Device Component Code Hierarchy | C49831 | Backpanel | 598 |  |  |  | A rigid, removable sheet that covers the back of a device. | C54577 | FDA Device Component Code Hierarchy
FDA | C54577 | FDA Device Component Code Hierarchy | C49832 | Backplane | 599 |  |  |  | A circuit board with connectors into which other cards are plugged. | C54577 | FDA Device Component Code Hierarchy
FDA | C54577 | FDA Device Component Code Hierarchy | C49958 | Bacterial Filter | 417 |  |  |  | A filter designed to remove bacteria from a gas or liquid. | C49956 | Filter | 816
FDA | C54577 | FDA Device Component Code Hierarchy | C49833 | Baffle | 730 |  |  |  | A plate or similar structure designed to direct the flow of a fluid or dissipate its energy. | C54577 | FDA Device Component Code Hierarchy
FDA | C54577 | FDA Device Component Code Hierarchy | C49834 | Bags | 553 |  |  |  | A flexible container, often with a single opening. | C54577 | FDA Device Component Code Hierarchy
FDA | C54577 | FDA Device Component Code Hierarchy | C49835 | Ball | 418 |  |  |  | Any device that is spherical in shape. | C54577 | FDA Device Component Code Hierarchy
FDA | C54577 | FDA Device Component Code Hierarchy | C49836 | Ballast | 731 |  |  |  | An electrical device designed to limit an electric current or to provide a starting voltage. | C54577 | FDA Device Component Code Hierarchy
FDA | C54577 | FDA Device Component Code Hierarchy | C49837 | Balloon | 419 |  |  |  | Any of various types of bags designed to be distended. | C54577 | FDA Device Component Code Hierarchy
FDA | C54577 | FDA Device Component Code Hierarchy | C49838 | Barrier | 732 |  |  |  | A structure or object that impedes free movement. | C54577 | FDA Device Component Code Hierarchy
FDA | C54577 | FDA Device Component Code Hierarchy | C49839 | Battery | 420 |  |  |  | A device designed to produce an electric current through chemical reaction. | C54577 | FDA Device Component Code Hierarchy
FDA | C54577 | FDA Device Component Code Hierarchy | C50346 | Battery Charger | 3032 |  |  |  | A device designed to restore the capacity of a battery. | C49868 | Charger | 426
FDA | C54577 | FDA Device Component Code Hierarchy | C49841 | Beam Splitter | 733 |  |  |  | An optical device designed to take an electromagnetic beam and separate it into two or more parts. | C54577 | FDA Device Component Code Hierarchy
FDA | C54577 | FDA Device Component Code Hierarchy | C49842 | Bearings | 734 |  |  |  | A point of contact between moving parts designed for support or to reduce friction. | C54577 | FDA Device Component Code Hierarchy
FDA | C54577 | FDA Device Component Code Hierarchy | C51066 | Bed, Assist Bar | 3033 |  |  |  | Handle-like devices designed to facilitate a person's ability to get upright and out of a bed. | C54577 | FDA Device Component Code Hierarchy
FDA | C54577 | FDA Device Component Code Hierarchy | C49843 | Bell | 735 |  |  |  | A device designed to make a ringing sound when struck. | C54577 | FDA Device Component Code Hierarchy
FDA | C54577 | FDA Device Component Code Hierarchy | C49844 | Belt | 737 |  |  |  | A device consisting of a narrow loop of material moving over shafts or pulleys. | C54577 | FDA Device Component Code Hierarchy
FDA | C54577 | FDA Device Component Code Hierarchy | C49845 | Blower | 738 |  |  |  | A device designed to produce a stream of air. | C54577 | FDA Device Component Code Hierarchy
FDA | C54577 | FDA Device Component Code Hierarchy | C49846 | Bobbin | 739 |  |  |  | A device around which thread, tape, or other flexible material can be wound. | C54577 | FDA Device Component Code Hierarchy
FDA | C54577 | FDA Device Component Code Hierarchy | C50056 | Bolometer | 740 |  |  |  | A device designed to measure heat radiation. | C50052 | Gauges/Meters | 462
FDA | C54577 | FDA Device Component Code Hierarchy | C49847 | Bolt | 741 |  |  |  | A screw designed to thread into a nut to form a fastener. | C54577 | FDA Device Component Code Hierarchy
FDA | C54577 | FDA Device Component Code Hierarchy | C50289 | Bolus Mechanism | 3034 |  |  |  | A device designed to deliver a bolus into a system. | C50285 | Mechanism | 3085
FDA | C54577 | FDA Device Component Code Hierarchy | C49848 | Bottom Dead Center Sensor Bracket | 554 |  |  |  | A bracket designed for holding a bottom dead center sensor. | C54577 | FDA Device Component Code Hierarchy
FDA | C54577 | FDA Device Component Code Hierarchy | C49849 | Brake | 742 |  |  |  | A device designed to slow or stop a moving part. | C54577 | FDA Device Component Code Hierarchy
FDA | C54577 | FDA Device Component Code Hierarchy | C49850 | Breathing Circuit | 422 |  |  |  | In an anesthesia machine, the pathway by which a gaseous anesthetic agent and oxygen are delivered to the patient and carbon dioxide is removed. The circuit can be open or closed. | C54577 | FDA Device Component Code Hierarchy
FDA | C54577 | FDA Device Component Code Hierarchy | C49851 | Brush | 743 |  |  |  | Device consisting of hairs or bristles set into a handle or holder, especially one that conducts current between the rotating and stationary parts of a generator or motor. | C54577 | FDA Device Component Code Hierarchy
FDA | C54577 | FDA Device Component Code Hierarchy | C50354 | Bubble Detector | 3035 |  |  |  | A device designed to signal the presence of bubbles in a system. | C49916 | Detector | 787
FDA | C54577 | FDA Device Component Code Hierarchy | C49852 | Bus | 745 |  |  |  | A set of electrical conductors designed to route data from multiple locations in a computer. | C54577 | FDA Device Component Code Hierarchy
FDA | C54577 | FDA Device Component Code Hierarchy | C49853 | Bushing | 746 |  |  |  | A cylindrical metal sleeve designed to reduce the friction of a rotating shaft. | C54577 | FDA Device Component Code Hierarchy
FDA | C54577 | FDA Device Component Code Hierarchy | C49854 | Buzzer | 736 |  |  |  | An electronic signaling device designed to make a buzzing sound by vibration of an armature. | C54577 | FDA Device Component Code Hierarchy
FDA | C54577 | FDA Device Component Code Hierarchy | C49855 | Cable | 423 |  |  |  | A long, thin, multistranded rope or rope-like object; a multistranded conductor designed to carry signals over a distance. | C54577 | FDA Device Component Code Hierarchy
FDA | C54577 | FDA Device Component Code Hierarchy | C49857 | Calibrator | 747 |  |  |  | An instrument designed to measure the size of an opening or one used to increase the diameter of an opening; can also refer to a standard or reference material used to set the operating parameters of an instrument. | C54577 | FDA Device Component Code Hierarchy
FDA | C54577 | FDA Device Component Code Hierarchy | C49858 | Camera | 748 |  |  |  | An apparatus for taking photographs, generally consisting of a lightproof enclosure having an aperture with a shuttered lens through which the image of an object is focused and recorded on a photosensitive film or plate. | C54577 | FDA Device Component Code Hierarchy
FDA | C54577 | FDA Device Component Code Hierarchy | C50343 | Cannula | 3036 |  |  |  | A small flexible tube inserted into a body cavity for draining off fluid or introducing medication. | C54577 | FDA Device Component Code Hierarchy
FDA | C54577 | FDA Device Component Code Hierarchy | C50274 | Cannula Guide | 3037 |  |  |  | A device designed to assist in the proper placement of a cannula. | C49974 | Guide | 829
FDA | C54577 | FDA Device Component Code Hierarchy | C49859 | Cannula, Inner | 749 |  |  |  | The inner component of a double-cannula device, designed to be easily removable and replaceable. | C50343 | Cannula | 3036
FDA | C54577 | FDA Device Component Code Hierarchy | C49860 | Cannula, Outer | 750 |  |  |  | The outer component of a double-cannula device, designed to be indwelling. | C50343 | Cannula | 3036
FDA | C54577 | FDA Device Component Code Hierarchy | C49861 | Cap | 424 |  |  |  | A top (as for a bottle). | C54577 | FDA Device Component Code Hierarchy
FDA | C54577 | FDA Device Component Code Hierarchy | C49862 | Capacitor | 555 |  |  |  | An electrical device designed to store an electric charge. | C54577 | FDA Device Component Code Hierarchy
FDA | C54577 | FDA Device Component Code Hierarchy | C49863 | Carrier | 752 |  |  |  | A device designed to facilitate the support, movement, or transport of another device or object. | C54577 | FDA Device Component Code Hierarchy
FDA | C54577 | FDA Device Component Code Hierarchy | C49864 | Cascade | 556 |  |  |  | A collection of interconnected devices designed to act together to repeat and enhance a signal. | C54577 | FDA Device Component Code Hierarchy
FDA | C54577 | FDA Device Component Code Hierarchy | C49865 | Cassette | 425 |  |  |  | A container designed to hold film or magnetic tape. | C54577 | FDA Device Component Code Hierarchy
FDA | C54577 | FDA Device Component Code Hierarchy | C49866 | Caster | 753 |  |  |  | A pivoting roller or wheel designed to attach to an object to make it movable. | C54577 | FDA Device Component Code Hierarchy
FDA | C54577 | FDA Device Component Code Hierarchy | C50344 | Catheter | 3038 |  |  |  | A flexible tube designed to transfer fluids into or out of the body. | C54577 | FDA Device Component Code Hierarchy
FDA | C54577 | FDA Device Component Code Hierarchy | C50345 | Cautery | 3039 |  |  |  | A device designed to coagulate and seal blood vessels or to destroy tissue with heat or electric current. | C54577 | FDA Device Component Code Hierarchy
FDA | C54577 | FDA Device Component Code Hierarchy | C49867 | Cell | 754 |  |  |  | A device that is designed as a removable and replaceable part of another device. | C54577 | FDA Device Component Code Hierarchy
FDA | C54577 | FDA Device Component Code Hierarchy | C49868 | Charger | 426 |  |  |  | A device designed to restore the capacity of a system. | C54577 | FDA Device Component Code Hierarchy
FDA | C54577 | FDA Device Component Code Hierarchy | C49869 | Chassis | 755 |  |  |  | A supporting frame designed to hold other components or devices such as the chassis of a car or the internal frame of an electronic device. | C54577 | FDA Device Component Code Hierarchy
FDA | C54577 | FDA Device Component Code Hierarchy | C49870 | Choke | 756 |  |  |  | A valve designed to control the flow of air to a carburetor or a coil in an electronic circuit that passes direct current and attenuates alternating current. | C54577 | FDA Device Component Code Hierarchy
FDA | C54577 | FDA Device Component Code Hierarchy | C49871 | Circuit Board | 427 |  |  |  | A non-conducting board to which electronic components are attached. | C54577 | FDA Device Component Code Hierarchy
FDA | C54577 | FDA Device Component Code Hierarchy | C50347 | Circuit Breaker | 3040 |  |  |  | A device designed to open an electrical circuit when it becomes overloaded. | C54577 | FDA Device Component Code Hierarchy
FDA | C54577 | FDA Device Component Code Hierarchy | C49872 | Clamp | 757 |  |  |  | A device designed to hold things firmly together. | C54577 | FDA Device Component Code Hierarchy
FDA | C54577 | FDA Device Component Code Hierarchy | C49873 | Clip | 758 |  |  |  | A small device designed to hold and attach items together. | C54577 | FDA Device Component Code Hierarchy
FDA | C54577 | FDA Device Component Code Hierarchy | C49874 | Clock | 759 |  |  |  | A device designed to indicate the time of day or to measure the time duration of an event or action. | C54577 | FDA Device Component Code Hierarchy
FDA | C54577 | FDA Device Component Code Hierarchy | C53997 | CO2 Monitor | 428 |  |  |  | A device designed to sense the level of or warn of carbon dioxide in a space or environment. | C50074 | Monitor | 886
FDA | C54577 | FDA Device Component Code Hierarchy | C49875 | CO2 Monitor Subassembly (Only Use When Part Of Another Device) | 429 |  |  |  | A carbon dioxide monitor assembly designed to be part of another device. | C54577 | FDA Device Component Code Hierarchy
FDA | C54577 | FDA Device Component Code Hierarchy | C49876 | Coder | 760 |  |  |  | A device designed to generate a code. | C54577 | FDA Device Component Code Hierarchy
FDA | C54577 | FDA Device Component Code Hierarchy | C49877 | Coil | 761 |  |  |  | A structure consisting of something wound in a continuous series of loops. | C54577 | FDA Device Component Code Hierarchy
FDA | C54577 | FDA Device Component Code Hierarchy | C49881 | Collimator | 762 |  |  |  | A diaphragm or system of diaphragms made of an absorbing material, designed to define and restrict the dimensions and direction of a beam of radiation. | C54577 | FDA Device Component Code Hierarchy
FDA | C54577 | FDA Device Component Code Hierarchy | C49882 | Comparator | 763 |  |  |  | A device for comparing something with a similar thing or with a standard measure. | C54577 | FDA Device Component Code Hierarchy
FDA | C54577 | FDA Device Component Code Hierarchy | C50129 | Compressor (Air Pump) | 557 |  |  |  | A pump designed to facilitate the movement or compression of air. | C50128 | Pump | 925
FDA | C54577 | FDA Device Component Code Hierarchy | C61402 | Computer Hardware | 3041 |  |  |  | The physical components from which a computer is constructed (electronic circuits and input/output devices). | C54577 | FDA Device Component Code Hierarchy
FDA | C54577 | FDA Device Component Code Hierarchy | C61403 | Concentrate | 3042 |  |  |  | A reduced-volume form of the liquid that is used in a dialysis machine to carry away waste products. | C76185 | Device Ingredient Or Reagent | 3050
FDA | C54577 | FDA Device Component Code Hierarchy | C49883 | Concentrator | 558 |  |  |  | A device designed to increase the weight per unit volume of a substance, or in communications, a device that combines data streams in a way that they can be separated after transmission. | C54577 | FDA Device Component Code Hierarchy
FDA | C54577 | FDA Device Component Code Hierarchy | C49878 | Conductor Coil | 559 |  |  |  | A coil consisting of a conducting material such as that in a solenoid. | C49877 | Coil | 761
FDA | C54577 | FDA Device Component Code Hierarchy | C49884 | Connecting Rod | 560 |  |  |  | A rod designed to transmit motion between moving parts. | C54577 | FDA Device Component Code Hierarchy
FDA | C54577 | FDA Device Component Code Hierarchy | C49885 | Connector | 435 |  |  |  | Any device or coupling designed to serve as a link between devices. | C54577 | FDA Device Component Code Hierarchy
FDA | C54577 | FDA Device Component Code Hierarchy | C50295 | Connector Pin | 3043 |  |  |  | A projecting part of a device that allows it to be secured through an opening. | C50101 | Pin | 906
FDA | C54577 | FDA Device Component Code Hierarchy | C50031 | Contact Lens | 764 |  |  |  | A corrective, cosmetic, or therapeutic lens placed on the cornea of the eye. | C50030 | Lenses | 866
FDA | C54577 | FDA Device Component Code Hierarchy | C50204 | Control Switches | 436 |  |  |  | A switch designed to control or regulate the operation of a device. | C50199 | Switches | 519
FDA | C54577 | FDA Device Component Code Hierarchy | C49887 | Controller | 765 |  |  |  | A device designed to control or regulate the operation of another device. | C54577 | FDA Device Component Code Hierarchy
FDA | C54577 | FDA Device Component Code Hierarchy | C49888 | Converter | 766 |  |  |  | A device designed to change a substance, form, or state into another. | C54577 | FDA Device Component Code Hierarchy
FDA | C54577 | FDA Device Component Code Hierarchy | C50319 | Cooling Module | 3044 |  | Cooling System |  | A device designed to regulate and lower the temperature of a heat generating device or system. | C50311 | System | 3116
FDA | C54577 | FDA Device Component Code Hierarchy | C49890 | Cord | 768 |  |  |  | A flexible cable designed to connect electronic devices. | C54577 | FDA Device Component Code Hierarchy
FDA | C54577 | FDA Device Component Code Hierarchy | C49893 | Core | 769 |  |  |  | A rod that sits within a coil, or a general term referring to the central, main part of a device. | C54577 | FDA Device Component Code Hierarchy
FDA | C54577 | FDA Device Component Code Hierarchy | C49894 | Counter | 770 |  |  |  | A device designed to keep track of the number of times something happens. | C54577 | FDA Device Component Code Hierarchy
FDA | C54577 | FDA Device Component Code Hierarchy | C50352 | Counterbalance | 3045 |  |  |  | A weight designed to counteract the effects of another weight. | C54577 | FDA Device Component Code Hierarchy
FDA | C54577 | FDA Device Component Code Hierarchy | C49895 | Coupler | 771 |  |  |  | Any device designed to connect other objects. | C54577 | FDA Device Component Code Hierarchy
FDA | C54577 | FDA Device Component Code Hierarchy | C49896 | Cover | 772 |  |  |  | An object designed to conceal, enclose, cap, or protect something. | C54577 | FDA Device Component Code Hierarchy
FDA | C54577 | FDA Device Component Code Hierarchy | C50332 | CPU (Central Processing Unit Of Computer System) | 3046 |  |  |  | The part of a computer which controls all the other parts. Designs vary widely but, in general, the CPU consists of the control unit, the arithmetic and logic unit (ALU) and memory (registers, cache, RAM and ROM) as well as various temporary buffers and other logic. | C61402 | Computer Hardware | 3041
FDA | C54577 | FDA Device Component Code Hierarchy | C49897 | CPU (Central Processing Unit) Board | 437 |  |  |  | The main circuit board housing the central processing unit. | C61402 | Computer Hardware | 3041
FDA | C54577 | FDA Device Component Code Hierarchy | C49898 | Crank Arm Assembly | 561 |  |  |  | An extension to a shaft designed to impart a rotational energy to the shaft. | C54577 | FDA Device Component Code Hierarchy
FDA | C54577 | FDA Device Component Code Hierarchy | C50238 | CRT (Cathode Ray Tube) | 438 |  |  |  | An evacuated glass tube designed to accelerate electrons onto a screen to create images. | C50236 | Tube | 525
FDA | C54577 | FDA Device Component Code Hierarchy | C49899 | Crystal | 773 |  |  |  | A clear cover over an instrument or any crystalline element component of an electronic device. | C54577 | FDA Device Component Code Hierarchy
FDA | C54577 | FDA Device Component Code Hierarchy | C49900 | Cuff | 562 |  |  |  | A bandlike device or structure that encircles a body part or another device. | C54577 | FDA Device Component Code Hierarchy
FDA | C54577 | FDA Device Component Code Hierarchy | C50165 | Cup Seal | 563 |  |  |  | A circular seal with a depressed center and raised sealing lips. They are designed to contain high pressure in one direction but not the other. | C50163 | Seal | 432
FDA | C54577 | FDA Device Component Code Hierarchy | C49901 | Cups | 774 |  |  |  | Any part of a device that resembles a bowl-shaped container. | C54577 | FDA Device Component Code Hierarchy
FDA | C54577 | FDA Device Component Code Hierarchy | C49902 | Current Limiter | 775 |  |  |  | A device designed to maintain a current at a specified level regardless of other fluctuations in the system. | C54577 | FDA Device Component Code Hierarchy
FDA | C54577 | FDA Device Component Code Hierarchy | C49903 | Current Source | 776 |  |  |  | An electronic device designed to generate a constant current. | C54577 | FDA Device Component Code Hierarchy
FDA | C54577 | FDA Device Component Code Hierarchy | C49904 | Cusp | 439 |  |  |  | A device consisting of flexible biocompatible membranes, implantable in the cardio-vascular system, designed to prevent retrograde flow of blood but not impede a forward flow. | C54577 | FDA Device Component Code Hierarchy
FDA | C54577 | FDA Device Component Code Hierarchy | C49905 | Cutter | 777 |  |  |  | A device designed to slice or sever a material. | C54577 | FDA Device Component Code Hierarchy
FDA | C54577 | FDA Device Component Code Hierarchy | C50342 | Cutter-Torque Cable | 3047 |  |  |  | A cable designed to drive the rotational cutter of a catheter device. | C49855 | Cable | 423
FDA | C54577 | FDA Device Component Code Hierarchy | C49906 | Cylinder | 440 |  |  |  | Any part of a device that resembles an enclosed tube; a cylindrical container for the storage of gases and fluids. | C54577 | FDA Device Component Code Hierarchy
FDA | C54577 | FDA Device Component Code Hierarchy | C50259 | Cylinder Valve | 441 |  |  |  | A valve designed to regulate the flow from a storage cylinder. | C50243 | Valve | 527
FDA | C54577 | FDA Device Component Code Hierarchy | C49907 | Damper | 778 |  |  |  | A device designed to reduce the flow of air through a duct or an electronic device designed to decrease the amplitude of oscillations in a system. | C54577 | FDA Device Component Code Hierarchy
FDA | C54577 | FDA Device Component Code Hierarchy | C50241 | Data Acquisition Unit | 779 |  |  |  | A device designed to automatically receive and store data and format it for later use. | C50329 | Unit | 3127
FDA | C54577 | FDA Device Component Code Hierarchy | C49908 | Decoder | 780 |  |  |  | A device designed to convert a coded signal or message to an uncoded version. | C54577 | FDA Device Component Code Hierarchy
FDA | C54577 | FDA Device Component Code Hierarchy | C49909 | Defibrillator Paddles | 442 |  |  |  | The part of a defibrillator designed to be placed in contact with the body. | C54577 | FDA Device Component Code Hierarchy
FDA | C54577 | FDA Device Component Code Hierarchy | C49910 | Defibrillator Subassembly (Only Use When Part Of Another Device) | 443 |  |  |  | An electronic device designed to deliver a controlled electric shock to the heart in order to restore a normal heart rhythm, as a part of a larger device. | C53996 | Device Subassembly | 3051
FDA | C54577 | FDA Device Component Code Hierarchy | C49911 | Dehumidifier | 781 |  |  |  | A device designed to remove moisture from the air. | C54577 | FDA Device Component Code Hierarchy
FDA | C54577 | FDA Device Component Code Hierarchy | C49912 | Dehydrator | 782 |  |  |  | A device designed to remove moisture from a substance or material. | C54577 | FDA Device Component Code Hierarchy
FDA | C54577 | FDA Device Component Code Hierarchy | C50353 | Deionizer | 3048 |  |  |  | A device designed to remove ions from a substance or environment. | C54577 | FDA Device Component Code Hierarchy
FDA | C54577 | FDA Device Component Code Hierarchy | C49913 | Delay Line | 783 |  |  |  | A communication or electronic circuit designed to delay the transmission of a signal by a set amount. | C54577 | FDA Device Component Code Hierarchy
FDA | C54577 | FDA Device Component Code Hierarchy | C49914 | Demagnetizer | 784 |  |  |  | A device designed to remove the magnetic properties of an object or material. | C54577 | FDA Device Component Code Hierarchy
FDA | C54577 | FDA Device Component Code Hierarchy | C49915 | Demodulator | 785 |  |  |  | A device designed to isolate a data signal from a carrier wave. | C54577 | FDA Device Component Code Hierarchy
FDA | C54577 | FDA Device Component Code Hierarchy | C50055 | Densitometer | 786 |  |  |  | A device designed to measure density. | C50052 | Gauges/Meters | 462
FDA | C54577 | FDA Device Component Code Hierarchy | C49916 | Detector | 787 |  |  |  | A device designed to signal the presence of a specific condition. | C54577 | FDA Device Component Code Hierarchy
FDA | C54577 | FDA Device Component Code Hierarchy | C49918 | Device Deployer | 788 |  |  |  | A device designed to install something or distribute something in a systematic way. | C54577 | FDA Device Component Code Hierarchy
FDA | C54577 | FDA Device Component Code Hierarchy | C76185 | Device Ingredient Or Reagent | 3050 |  |  |  | A consumable material that is added to a device and is used to make a finished product or becomes part of a finished product. | C54577 | FDA Device Component Code Hierarchy
FDA | C54577 | FDA Device Component Code Hierarchy | C53996 | Device Subassembly | 3051 |  |  |  | A largely self-contained device designed to be incorporated into a larger device. | C54577 | FDA Device Component Code Hierarchy
FDA | C54577 | FDA Device Component Code Hierarchy | C49919 | Dial | 789 |  |  |  | Either a circular indicator or a control knob on a device. | C54577 | FDA Device Component Code Hierarchy
FDA | C54577 | FDA Device Component Code Hierarchy | C49920 | Diaphragm | 445 |  |  |  | A device consisting of a flexible sheet or partition. | C54577 | FDA Device Component Code Hierarchy
FDA | C54577 | FDA Device Component Code Hierarchy | C49921 | Digitizer | 790 |  |  |  | A device designed to convert analog signal to digital signal. | C54577 | FDA Device Component Code Hierarchy
FDA | C54577 | FDA Device Component Code Hierarchy | C49922 | Diode | 447 |  |  |  | An electronic component designed to pass current in one direction only. | C54577 | FDA Device Component Code Hierarchy
FDA | C54577 | FDA Device Component Code Hierarchy | C49924 | Discrete Component/Device (Resistor, Capacitor, Diode) | 448 |  |  |  | A device that exists separate from other devices; can refer to electronic components that are not part of an integrated circuit. | C54577 | FDA Device Component Code Hierarchy
FDA | C54577 | FDA Device Component Code Hierarchy | C49925 | Disk | 791 |  |  |  | Any device component shaped like a disk, especially those used for data storage. | C54577 | FDA Device Component Code Hierarchy
FDA | C54577 | FDA Device Component Code Hierarchy | C49927 | Display | 416 |  |  |  | A device designed to present information visually. | C54577 | FDA Device Component Code Hierarchy
FDA | C54577 | FDA Device Component Code Hierarchy | C49928 | Divider | 792 |  |  |  |  | C54577 | FDA Device Component Code Hierarchy
FDA | C54577 | FDA Device Component Code Hierarchy | C49929 | Dome | 793 |  |  |  | A device component designed with a hemispherical shape. | C54577 | FDA Device Component Code Hierarchy
FDA | C54577 | FDA Device Component Code Hierarchy | C49930 | Doubler | 794 |  |  |  | An amplifier that doubles the voltage or frequency of an input signal. | C54577 | FDA Device Component Code Hierarchy
FDA | C54577 | FDA Device Component Code Hierarchy | C49931 | Driver | 795 |  |  |  | A computer interface designed to control the interaction between a CPU and a peripheral device. | C54577 | FDA Device Component Code Hierarchy
FDA | C54577 | FDA Device Component Code Hierarchy | C49932 | Duct | 796 |  |  |  | A device structure designed to channel the movement of gas or liquid. | C54577 | FDA Device Component Code Hierarchy
FDA | C54577 | FDA Device Component Code Hierarchy | C49933 | Dummy Load | 797 |  |  |  | A simple electronic device used for testing purposes designed to draw the same current as a complex device. | C54577 | FDA Device Component Code Hierarchy
FDA | C54577 | FDA Device Component Code Hierarchy | C49934 | Duplexer | 798 |  |  |  | An electronic switching device that allows an antenna to be used for both transmitting and receiving. | C54577 | FDA Device Component Code Hierarchy
FDA | C54577 | FDA Device Component Code Hierarchy | C50075 | EKG/ECG Monitor | 450 |  |  |  | A device designed to give a continuous reading of the electrical currents of the heart. | C50074 | Monitor | 886
FDA | C54577 | FDA Device Component Code Hierarchy | C49935 | EKG/ECG Subassembly (Only Use When Part Of Another Device) | 449 |  |  |  | An electronic device designed to record the electric currents of a beating heart, as part of a larger device. | C53996 | Device Subassembly | 3051
FDA | C54577 | FDA Device Component Code Hierarchy | C50027 | Electrical Lead | 452 |  |  |  |  | C50282 | Lead | 3079
FDA | C54577 | FDA Device Component Code Hierarchy | C50336 | Electrical Wire | 3052 |  |  |  | A wire designed for electrical transmission of signal or power. | C50269 | Wire | 430
FDA | C54577 | FDA Device Component Code Hierarchy | C49936 | Electrode | 451 |  |  |  | A conductor that is designed to make contact with part of a circuit or system. | C54577 | FDA Device Component Code Hierarchy
FDA | C54577 | FDA Device Component Code Hierarchy | C50351 | Electrode Contact | 3053 |  |  |  | A connector on a device designed to couple with an electrode. | C54577 | FDA Device Component Code Hierarchy
FDA | C54577 | FDA Device Component Code Hierarchy | C50308 | Emergency Stop Button Or Switch | 3054 |  |  |  | A button and circuits designed to force the shutdown of a machine or device. | C54577 | FDA Device Component Code Hierarchy
FDA | C54577 | FDA Device Component Code Hierarchy | C50309 | Emergency Table Stop | 3055 |  |  |  | A mechanism designed to quickly halt the movement of a feed table. | C54577 | FDA Device Component Code Hierarchy
FDA | C54577 | FDA Device Component Code Hierarchy | C49937 | Emitter | 799 |  |  |  | The electron source electrode in a transistor or any source in a system. | C54577 | FDA Device Component Code Hierarchy
FDA | C54577 | FDA Device Component Code Hierarchy | C49938 | Enclosure | 800 |  |  |  | A structure designed to house a device. | C54577 | FDA Device Component Code Hierarchy
FDA | C54577 | FDA Device Component Code Hierarchy | C49939 | Encoder | 801 |  |  |  | A device designed to covert a signal or message to a coded version. | C54577 | FDA Device Component Code Hierarchy
FDA | C54577 | FDA Device Component Code Hierarchy | C49940 | Endoscope | 802 |  |  |  | A device consisting of a tube containing flexible optic fibers that may be inserted into a body opening to allow a doctor to examine hollow organs inside the body. The result may be viewed on a video screen. It has diagnostic (e.g., biopsy) and therapeutic capabilities. | C54577 | FDA Device Component Code Hierarchy
FDA | C54577 | FDA Device Component Code Hierarchy | C50338 | Endoscopic Accessory | 3056 |  |  |  | A supplementary device or component designed to work with an endoscope. | C54577 | FDA Device Component Code Hierarchy
FDA | C54577 | FDA Device Component Code Hierarchy | C50049 | EPROM (Erasable Programmable Read Only Memory) | 454 |  |  |  | A type of read only memory device that can be written to after manufacture, erased, and reused. | C50050 | PROM (Programmable Read Only Memory) | 503
FDA | C54577 | FDA Device Component Code Hierarchy | C49941 | Equalizer | 803 |  |  |  | An electronic device designed to alter the frequency of a signal, usually to adjust for distortion. | C54577 | FDA Device Component Code Hierarchy
FDA | C54577 | FDA Device Component Code Hierarchy | C49942 | Evaporator | 804 |  |  |  | A device designed either to drive a volatile solvent from a material or to cause vaporization within a heating/cooling system. | C54577 | FDA Device Component Code Hierarchy
FDA | C54577 | FDA Device Component Code Hierarchy | C49957 | Exhalation Filter | 455 |  |  |  | A filter designed to remove something from the expiration stream of a ventilator. | C49956 | Filter | 816
FDA | C54577 | FDA Device Component Code Hierarchy | C49943 | Expander | 805 |  |  |  | A device designed to stretch or enlarge a structure. | C54577 | FDA Device Component Code Hierarchy
FDA | C54577 | FDA Device Component Code Hierarchy | C49944 | Extender | 806 |  |  |  | A device designed to lengthen a structure. | C54577 | FDA Device Component Code Hierarchy
FDA | C54577 | FDA Device Component Code Hierarchy | C50359 | External Fiberoptic | 3057 |  |  |  | A fiberoptic device designed to remain outside of the body. | C50358 | Fiberoptic | 3059
FDA | C54577 | FDA Device Component Code Hierarchy | C49945 | Extractor | 807 |  |  |  | A device designed to remove or separate a material or object from some other material or object. | C54577 | FDA Device Component Code Hierarchy
FDA | C54577 | FDA Device Component Code Hierarchy | C49946 | Eyelet | 808 |  |  |  | A device designed to create a hole in an object for the passage of a cord. | C54577 | FDA Device Component Code Hierarchy
FDA | C54577 | FDA Device Component Code Hierarchy | C50208 | Fail-Safe System | 456 |  |  |  | A device designed to prevent malfunction, unsafe, or unauthorized operation of a device or system. | C50311 | System | 3116
FDA | C54577 | FDA Device Component Code Hierarchy | C49947 | Fan | 809 |  |  |  | A device designed to create an air current through the rotation of a planar surface. | C54577 | FDA Device Component Code Hierarchy
FDA | C54577 | FDA Device Component Code Hierarchy | C49948 | Fastener | 810 |  |  |  | A device designed to hold something in place. | C54577 | FDA Device Component Code Hierarchy
FDA | C54577 | FDA Device Component Code Hierarchy | C49949 | Feedthru | 811 |  |  |  | A device designed to allow a connection to pass through a structural component of a device. | C54577 | FDA Device Component Code Hierarchy
FDA | C54577 | FDA Device Component Code Hierarchy | C49950 | Ferrule | 812 |  |  |  | A metal cap designed to strengthen the end of an implement. | C54577 | FDA Device Component Code Hierarchy
FDA | C54577 | FDA Device Component Code Hierarchy | C49951 | FET (Field Effect Transistor) | 813 |  |  |  | A transistor designed so that current through it is controlled by a variable electric field. | C54577 | FDA Device Component Code Hierarchy
FDA | C54577 | FDA Device Component Code Hierarchy | C49952 | Fiber | 814 |  |  |  | Any device made from a long, slender material. | C54577 | FDA Device Component Code Hierarchy
FDA | C54577 | FDA Device Component Code Hierarchy | C50362 | Fiberguide | 3058 |  |  |  | A device designed to assist in installation of fiberoptic cables. | C49974 | Guide | 829
FDA | C54577 | FDA Device Component Code Hierarchy | C50358 | Fiberoptic | 3059 |  |  |  | A device made with thin fibers of glass or plastic as a conduit for the transmission of light. | C54577 | FDA Device Component Code Hierarchy
FDA | C54577 | FDA Device Component Code Hierarchy | C50348 | Fiberoptic Cladding | 3060 |  |  |  | A material designed to form an outer protective surface on an optical fiber. | C50358 | Fiberoptic | 3059
FDA | C54577 | FDA Device Component Code Hierarchy | C50349 | Fiberoptic Cleaver | 3061 |  |  |  | A device designed for cutting an optical fiber and processing the ends for attachment. | C50358 | Fiberoptic | 3059
FDA | C54577 | FDA Device Component Code Hierarchy | C49955 | Film | 815 |  |  |  | A photographic material designed to capture an image upon exposure to electromagnetic radiation. | C54577 | FDA Device Component Code Hierarchy
FDA | C54577 | FDA Device Component Code Hierarchy | C76119 | Film Cartridge | 3062 |  |  |  | A device to hold an amount of film and facilitate its loading into a device. | C49955 | Film | 815
FDA | C54577 | FDA Device Component Code Hierarchy | C69444 | Film Processor | 3063 |  |  |  | A device designed to chemically treat film to develop the images on it. | C50122 | Processor | 919
FDA | C54577 | FDA Device Component Code Hierarchy | C49956 | Filter | 816 |  |  |  | A device designed to remove something from whatever passes through it. | C54577 | FDA Device Component Code Hierarchy
FDA | C54577 | FDA Device Component Code Hierarchy | C49959 | Flange | 457 |  |  |  | A protruding edge designed to strengthen or stabilize a device or facilitate its attachment to a surface. | C54577 | FDA Device Component Code Hierarchy
FDA | C54577 | FDA Device Component Code Hierarchy | C49960 | Flasher | 817 |  |  |  | An electric device designed to repeatedly and rapidly turn a light on and off. | C54577 | FDA Device Component Code Hierarchy
FDA | C54577 | FDA Device Component Code Hierarchy | C50054 | Flowmeter | 458 |  |  |  | A device designed to measure the flow rate of a fluid. | C50052 | Gauges/Meters | 462
FDA | C54577 | FDA Device Component Code Hierarchy | C49961 | Foil | 818 |  |  |  | A thin, flexible sheet of metal. | C54577 | FDA Device Component Code Hierarchy
FDA | C54577 | FDA Device Component Code Hierarchy | C49962 | Foot Pedal | 819 |  |  |  | A lever designed to be operated with the foot. | C54577 | FDA Device Component Code Hierarchy
FDA | C54577 | FDA Device Component Code Hierarchy | C50202 | Foot Switch | 459 |  |  |  | A switch designed to be actuated by foot pressure. | C50199 | Switches | 519
FDA | C54577 | FDA Device Component Code Hierarchy | C49963 | Frame | 820 |  |  |  | A structure designed to support or contain an object. | C54577 | FDA Device Component Code Hierarchy
FDA | C54577 | FDA Device Component Code Hierarchy | C50002 | Function Indicator | 460 |  |  |  | A device designed to monitor a specific function of a system. | C50001 | Indicator | 844
FDA | C54577 | FDA Device Component Code Hierarchy | C50284 | Function Indicator Light | 3064 |  |  |  | A lighted component that is part of a function indicator. | C50002 | Function Indicator | 460
FDA | C54577 | FDA Device Component Code Hierarchy | C49964 | Function Lid | 564 |  |  |  |  | C54577 | FDA Device Component Code Hierarchy
FDA | C54577 | FDA Device Component Code Hierarchy | C49965 | Furnace | 821 |  |  |  | An enclosed chamber designed to produce heat. | C54577 | FDA Device Component Code Hierarchy
FDA | C54577 | FDA Device Component Code Hierarchy | C49966 | Fuse | 822 |  |  |  | An electrical device designed to stop the flow of current when an overload condition exists. | C54577 | FDA Device Component Code Hierarchy
FDA | C54577 | FDA Device Component Code Hierarchy | C50314 | Gas Delivery System | 3065 |  |  |  | A system designed to supply a gas flow to another device or system. | C50311 | System | 3116
FDA | C54577 | FDA Device Component Code Hierarchy | C49967 | Gas Scavenging | 461 |  |  |  | A device designed to remove certain gases from a gas stream or environment. | C54577 | FDA Device Component Code Hierarchy
FDA | C54577 | FDA Device Component Code Hierarchy | C49968 | Gasket | 823 |  |  |  | A preformed material designed to form a seal between connecting surfaces. | C54577 | FDA Device Component Code Hierarchy
FDA | C54577 | FDA Device Component Code Hierarchy | C50052 | Gauges/Meters | 462 |  | Meter |  | A device designed to give a visual indication of the condition of a system. | C54577 | FDA Device Component Code Hierarchy
FDA | C54577 | FDA Device Component Code Hierarchy | C49969 | Gears | 565 |  | Gear |  | A toothed wheel designed to mesh with another toothed object and transmit motion. | C54577 | FDA Device Component Code Hierarchy
FDA | C54577 | FDA Device Component Code Hierarchy | C49970 | Generator | 825 |  |  |  | An engine designed to produce electricity or a device designed to produce a vapor or gas. | C54577 | FDA Device Component Code Hierarchy
FDA | C54577 | FDA Device Component Code Hierarchy | C49971 | Grille | 826 |  |  |  | A framework of bars designed as a covering or divider. | C54577 | FDA Device Component Code Hierarchy
FDA | C54577 | FDA Device Component Code Hierarchy | C49972 | Grommet | 827 |  |  |  | A ring-like device designed for lining a round opening for reinforcement or protection. | C54577 | FDA Device Component Code Hierarchy
FDA | C54577 | FDA Device Component Code Hierarchy | C49973 | Ground Strap | 828 |  |  |  | A wire cable or strap designed to carry current safely away from an electronic device. | C54577 | FDA Device Component Code Hierarchy
FDA | C54577 | FDA Device Component Code Hierarchy | C49974 | Guide | 829 |  |  |  | A device designed to help direct the passage of another object. | C54577 | FDA Device Component Code Hierarchy
FDA | C54577 | FDA Device Component Code Hierarchy | C50271 | Guidewire | 463 |  |  |  | A flexible wire designed to help position medical devices within the body. | C50269 | Wire | 430
FDA | C54577 | FDA Device Component Code Hierarchy | C50281 | Hand Immobilizer | 3066 |  |  |  | A device designed to limit the movement of the hand such as a splint for therapy or a restraint for phlebotomy. | C54577 | FDA Device Component Code Hierarchy
FDA | C54577 | FDA Device Component Code Hierarchy | C50275 | Handpiece | 3067 |  |  |  | A part of a mechanical device designed to be used while held in the hand. | C54577 | FDA Device Component Code Hierarchy
FDA | C54577 | FDA Device Component Code Hierarchy | C50276 | Handrest | 3068 |  |  |  | A part of a device designed to stabilize or support the hand. | C54577 | FDA Device Component Code Hierarchy
FDA | C54577 | FDA Device Component Code Hierarchy | C49977 | Handset | 830 |  |  |  | The part of a telephone that has the earpiece and mouthpiece and is designed to be held in the hand. | C54577 | FDA Device Component Code Hierarchy
FDA | C54577 | FDA Device Component Code Hierarchy | C50277 | Haptic | 3069 |  |  |  | A device designed to give physical feedback in a remote control system. | C54577 | FDA Device Component Code Hierarchy
FDA | C54577 | FDA Device Component Code Hierarchy | C49978 | Header | 464 |  |  |  | A pipe containing multiple feeder pipes, especially the exhaust pipe that connects to each cylinder of an engine. | C54577 | FDA Device Component Code Hierarchy
FDA | C54577 | FDA Device Component Code Hierarchy | C49979 | Headphone | 831 |  |  |  | A device with sound speakers designed to be worn on the head in proximity to the ears. | C54577 | FDA Device Component Code Hierarchy
FDA | C54577 | FDA Device Component Code Hierarchy | C49980 | Heads | 832 |  |  |  | A projection on the end of an object | C54577 | FDA Device Component Code Hierarchy
FDA | C54577 | FDA Device Component Code Hierarchy | C49982 | Headset | 833 |  |  |  | An accessory for a telephone that is worn on the head and designed to allow hands free conversation. | C54577 | FDA Device Component Code Hierarchy
FDA | C54577 | FDA Device Component Code Hierarchy | C49983 | Heart Valve Cage | 465 |  |  |  | The part of a mechanical heart valve designed to contain and guide the occluder ball in a cage and ball valve. | C54577 | FDA Device Component Code Hierarchy
FDA | C54577 | FDA Device Component Code Hierarchy | C50029 | Heart Valve Leaflet | 466 |  |  |  | A mechanical heart valve where the valve mechanisms consists of two thin blades that hinge from the center and regulate the flow of blood. | C50283 | Leaflet | 3081
FDA | C54577 | FDA Device Component Code Hierarchy | C50150 | Heart Valve Sewing Ring | 834 |  |  |  | A ring of supportive material around a heart valve designed to provide a stable surface for attachment to surrounding tissues. | C50148 | Ring | 943
FDA | C54577 | FDA Device Component Code Hierarchy | C49984 | Heat Exchanger | 835 |  |  |  | A device designed to transfer heat between fluids across a barrier or to the environment. | C54577 | FDA Device Component Code Hierarchy
FDA | C54577 | FDA Device Component Code Hierarchy | C49985 | Heat Sink | 836 |  |  |  | A thermally conductive structure designed to carry heat away from an electronic device. | C54577 | FDA Device Component Code Hierarchy
FDA | C54577 | FDA Device Component Code Hierarchy | C49986 | Heater | 467 |  |  |  | A device designed to generate heat. | C54577 | FDA Device Component Code Hierarchy
FDA | C54577 | FDA Device Component Code Hierarchy | C49987 | Heater Rod | 566 |  |  |  | The rod-like part of certain heaters from which the radiant energy is released. | C54577 | FDA Device Component Code Hierarchy
FDA | C54577 | FDA Device Component Code Hierarchy | C49880 | Helifix Coil | 567 |  |  |  | A coil designed to allow a Helifix pacing electrode to be placed in the endocardium. | C49877 | Coil | 761
FDA | C54577 | FDA Device Component Code Hierarchy | C50335 | Hemo Valve | 3070 |  |  |  | A device component of a catheter assembly designed to prevent backflow of blood and thus minimize inadvertent blood loss while accessing the vasculature. | C50243 | Valve | 527
FDA | C54577 | FDA Device Component Code Hierarchy | C50302 | Hermetic Seal | 3071 |  |  |  | A seal designed to be airtight. | C50163 | Seal | 432
FDA | C54577 | FDA Device Component Code Hierarchy | C49988 | Hinge | 837 |  |  |  | A device designed to join two objects and allow them to swing relative to one another. | C54577 | FDA Device Component Code Hierarchy
FDA | C54577 | FDA Device Component Code Hierarchy | C49989 | Holder | 838 |  |  |  | A device designed to hold another object. | C54577 | FDA Device Component Code Hierarchy
FDA | C54577 | FDA Device Component Code Hierarchy | C49953 | Hollow Fiber | 468 |  |  |  | Any device made from a fiber with a hollow center, particularly those for cell propagation in culture. | C49952 | Fiber | 814
FDA | C54577 | FDA Device Component Code Hierarchy | C50279 | Hose | 3072 |  |  |  | A flexible tube designed to carry a fluid. | C54577 | FDA Device Component Code Hierarchy
FDA | C54577 | FDA Device Component Code Hierarchy | C50280 | Hose Line | 3073 |  |  |  | A flexible tube designed to carry a fluid. | C54577 | FDA Device Component Code Hierarchy
FDA | C54577 | FDA Device Component Code Hierarchy | C49990 | Housing | 839 |  |  |  | A structural enclosure designed to contain or support a device. | C54577 | FDA Device Component Code Hierarchy
FDA | C54577 | FDA Device Component Code Hierarchy | C49991 | Hub | 469 |  |  |  | An electronic device designed as a central connection for other devices. | C54577 | FDA Device Component Code Hierarchy
FDA | C54577 | FDA Device Component Code Hierarchy | C49992 | Humidifier | 470 |  |  |  | A device designed to add moisture to the air. | C54577 | FDA Device Component Code Hierarchy
FDA | C54577 | FDA Device Component Code Hierarchy | C49993 | Hybrid Circuit | 471 |  |  |  | An electronic device containing circuits of different technological types. | C54577 | FDA Device Component Code Hierarchy
FDA | C54577 | FDA Device Component Code Hierarchy | C50313 | Hydraulic Bed System | 3074 |  |  |  | A bed that includes a hydraulic system designed for movement or positioning of an object or subject. | C50311 | System | 3116
FDA | C54577 | FDA Device Component Code Hierarchy | C50312 | Hydraulic System | 3075 |  |  |  | A system designed to use fluid pressure to bring about movement. | C50311 | System | 3116
FDA | C54577 | FDA Device Component Code Hierarchy | C49994 | IC (Integrated Circuit) | 474 |  |  |  | A device that uses only integrated circuits. | C54577 | FDA Device Component Code Hierarchy
FDA | C54577 | FDA Device Component Code Hierarchy | C49995 | IC (Integrated Circuit) Chip | 472 |  |  |  | A microelectronic device that incorporates many interconnected transistors and components. | C54577 | FDA Device Component Code Hierarchy
FDA | C54577 | FDA Device Component Code Hierarchy | C49996 | Igniter | 840 |  |  |  | A device designed to light a fire. | C54577 | FDA Device Component Code Hierarchy
FDA | C54577 | FDA Device Component Code Hierarchy | C49997 | Imager | 841 |  |  |  | A device designed to create or record a visual representation of something. | C54577 | FDA Device Component Code Hierarchy
FDA | C54577 | FDA Device Component Code Hierarchy | C49998 | Impedance Converter | 842 |  |  |  | A device designed to change the resistance of an electric circuit. | C54577 | FDA Device Component Code Hierarchy
FDA | C54577 | FDA Device Component Code Hierarchy | C50000 | Indexer | 843 |  |  |  | A device designed to create an electronic index of information. | C54577 | FDA Device Component Code Hierarchy
FDA | C54577 | FDA Device Component Code Hierarchy | C50001 | Indicator | 844 |  |  |  | A device designed to show an operating condition of a system or to attract attention. | C54577 | FDA Device Component Code Hierarchy
FDA | C54577 | FDA Device Component Code Hierarchy | C50003 | Inductor | 845 |  |  |  | A device designed to introduce electromotive force to a circuit, usually a coil surrounding a wire. | C54577 | FDA Device Component Code Hierarchy
FDA | C54577 | FDA Device Component Code Hierarchy | C50316 | Injection System | 3076 |  | Injector System |  | A system designed to pump a gas or liquid into a space or environment. | C50311 | System | 3116
FDA | C54577 | FDA Device Component Code Hierarchy | C50004 | Insulation | 473 |  |  |  | A material designed to reduce the transmission of heat, sound, or electricity. | C54577 | FDA Device Component Code Hierarchy
FDA | C54577 | FDA Device Component Code Hierarchy | C50005 | Integrator | 846 |  |  |  |  | C54577 | FDA Device Component Code Hierarchy
FDA | C54577 | FDA Device Component Code Hierarchy | C50006 | Intercom | 847 |  |  |  | A communications device designed for use between rooms of a building. | C54577 | FDA Device Component Code Hierarchy
FDA | C54577 | FDA Device Component Code Hierarchy | C50007 | Interconnection Board Intubate | 569 |  |  |  |  | C54577 | FDA Device Component Code Hierarchy
FDA | C54577 | FDA Device Component Code Hierarchy | C50008 | Interface | 848 |  |  |  | Either a program that controls a display for the user and that allows the user to interact with the system or a computer circuit consisting of the hardware and associated circuitry that links one device with another. | C54577 | FDA Device Component Code Hierarchy
FDA | C54577 | FDA Device Component Code Hierarchy | C50009 | Interrupter | 849 |  |  |  | A device designed to stop the flow of current in a circuit. | C54577 | FDA Device Component Code Hierarchy
FDA | C54577 | FDA Device Component Code Hierarchy | C50298 | Intravenous Pole | 3077 |  |  |  | A structural device designed to hang an intravenous solution bag. | C54577 | FDA Device Component Code Hierarchy
FDA | C54577 | FDA Device Component Code Hierarchy | C50010 | Inverter | 850 |  |  |  | An electrical device that converts direct current to alternating current. | C54577 | FDA Device Component Code Hierarchy
FDA | C54577 | FDA Device Component Code Hierarchy | C49999 | IOL (Intraocular Lens) Implant | 851 |  |  |  | A corrective lens that is designed to be implanted within the eye capsule to replace the natural lens. | C50030 | Lenses | 866
FDA | C54577 | FDA Device Component Code Hierarchy | C50011 | Isolator | 852 |  |  |  | Any material or structure designed to limit the interaction between two components. | C54577 | FDA Device Component Code Hierarchy
FDA | C54577 | FDA Device Component Code Hierarchy | C50012 | Jack | 853 |  |  |  | A tool designed to lift an object. | C54577 | FDA Device Component Code Hierarchy
FDA | C54577 | FDA Device Component Code Hierarchy | C54020 | Jaw | 1028 |  |  |  | A device designed to use opposing parts to close on and hold an object. | C54577 | FDA Device Component Code Hierarchy
FDA | C54577 | FDA Device Component Code Hierarchy | C50013 | Joint | 854 |  |  |  | A device designed as the junction between objects; it may be flexible or rigid. | C54577 | FDA Device Component Code Hierarchy
FDA | C54577 | FDA Device Component Code Hierarchy | C50015 | Joystick | 855 |  |  |  | A control device that uses a movable handle to create two-axis input for a computer device. | C54577 | FDA Device Component Code Hierarchy
FDA | C54577 | FDA Device Component Code Hierarchy | C50016 | Jumper | 856 |  |  |  | A small connector designed to make temporary connections in electrical circuits. | C54577 | FDA Device Component Code Hierarchy
FDA | C54577 | FDA Device Component Code Hierarchy | C50017 | Junction | 857 |  |  |  | A device designed to join two or more things. | C54577 | FDA Device Component Code Hierarchy
FDA | C54577 | FDA Device Component Code Hierarchy | C50018 | Keyboard | 475 |  |  |  | A device consisting of mechanical keys that are pressed to create input to a computer. | C54577 | FDA Device Component Code Hierarchy
FDA | C54577 | FDA Device Component Code Hierarchy | C50019 | Keyer | 858 |  |  |  | A device designed for signaling by hand using one or more switches. | C54577 | FDA Device Component Code Hierarchy
FDA | C54577 | FDA Device Component Code Hierarchy | C50020 | Keypad | 859 |  |  |  | A device consisting of keys, usually in a block arrangement, that provides limited input to a system. | C54577 | FDA Device Component Code Hierarchy
FDA | C54577 | FDA Device Component Code Hierarchy | C50021 | Kit | 860 |  |  |  | A collection of objects or devices collected together for a particular function or purpose. | C54577 | FDA Device Component Code Hierarchy
FDA | C54577 | FDA Device Component Code Hierarchy | C54021 | Knife | 3156 |  |  |  | A cutting device usually consisting of a sharpened blade attached to a handle. | C54577 | FDA Device Component Code Hierarchy
FDA | C54577 | FDA Device Component Code Hierarchy | C50022 | Knob | 861 |  |  |  | A handle, usually attached to a shaft allowing manual rotation of the shaft. | C54577 | FDA Device Component Code Hierarchy
FDA | C54577 | FDA Device Component Code Hierarchy | C50023 | Label | 862 |  |  |  | Any written, printed, or graphic matter upon a device to identify its nature, ownership, or other characteristic particulars of the device. | C54577 | FDA Device Component Code Hierarchy
FDA | C54577 | FDA Device Component Code Hierarchy | C50024 | Laminate | 863 |  |  |  | A material consisting of multiple layers bonded together. | C54577 | FDA Device Component Code Hierarchy
FDA | C54577 | FDA Device Component Code Hierarchy | C50025 | Lamp | 864 |  |  |  | A device designed to produce light or heat. | C54577 | FDA Device Component Code Hierarchy
FDA | C54577 | FDA Device Component Code Hierarchy | C50026 | Laser | 865 |  |  |  | A device designed to emit a monochromatic beam of coherent light. | C54577 | FDA Device Component Code Hierarchy
FDA | C54577 | FDA Device Component Code Hierarchy | C50292 | Laser Nozzle | 3078 |  |  |  | A device through which a laser beam emerges. | C50291 | Nozzle | 3092
FDA | C54577 | FDA Device Component Code Hierarchy | C54022 | Latch | 1030 |  |  |  | A fastening device for a swinging part usually consisting of a bar that is retained in a slot. | C54577 | FDA Device Component Code Hierarchy
FDA | C54577 | FDA Device Component Code Hierarchy | C50282 | Lead | 3079 |  |  |  | An insulated electrical conductor designed to connect to an electrical device. | C54577 | FDA Device Component Code Hierarchy
FDA | C54577 | FDA Device Component Code Hierarchy | C50028 | Lead Conductor | 476 |  |  |  | A bundle of leads designed to connect between a pacing device and implanted heart electrodes. | C54577 | FDA Device Component Code Hierarchy
FDA | C54577 | FDA Device Component Code Hierarchy | C50326 | Lead Tip | 3080 |  |  |  | A device designed to form the end of an electrical lead. | C50324 | Tip | 3123
FDA | C54577 | FDA Device Component Code Hierarchy | C50283 | Leaflet | 3081 |  |  |  | Any device that resembles a small leaf, especially one that has two thin blades hinged in the center. | C54577 | FDA Device Component Code Hierarchy
FDA | C54577 | FDA Device Component Code Hierarchy | C50357 | Leaflet Disk | 3082 |  |  |  | A disk-shaped valve component of a tilting disk mechanical heart valve. | C50283 | Leaflet | 3081
FDA | C54577 | FDA Device Component Code Hierarchy | C49923 | LED (Light Emitting Diode) | 477 |  |  |  | A type of diode designed to emit light when a current passes through it. | C49922 | Diode | 447
FDA | C54577 | FDA Device Component Code Hierarchy | C50030 | Lenses | 866 |  |  |  | An electric or optical device designed to focus electromagnetic radiation. | C54577 | FDA Device Component Code Hierarchy
FDA | C54577 | FDA Device Component Code Hierarchy | C50201 | Limit Switch | 478 |  |  |  | A switch designed to cut off power automatically to a moving object when it reaches a predetermined point. | C50199 | Switches | 519
FDA | C54577 | FDA Device Component Code Hierarchy | C50032 | Limiter | 867 |  |  |  | An electronic device designed to prevent the amplitude of a wave from exceeding a set limit. | C54577 | FDA Device Component Code Hierarchy
FDA | C54577 | FDA Device Component Code Hierarchy | C50033 | Line Conditioner | 868 |  |  |  | An electronic device designed to improve the output quality of a power source, typically by smoothing the output voltage. | C54577 | FDA Device Component Code Hierarchy
FDA | C54577 | FDA Device Component Code Hierarchy | C49840 | Lithium Iodide Battery | 479 |  |  |  | A battery consisting of a lithium anode and a cathode of iodine and poly-2-vinyl pyridine. They are especially useful in devices like pacemakers because of their long life. | C49839 | Battery | 420
FDA | C54577 | FDA Device Component Code Hierarchy | C50034 | Load | 869 |  |  |  | Any device that draws current from an electrical system. | C54577 | FDA Device Component Code Hierarchy
FDA | C54577 | FDA Device Component Code Hierarchy | C50035 | Lock | 870 |  |  |  | A fastening device designed to hold, close, or secure. | C54577 | FDA Device Component Code Hierarchy
FDA | C54577 | FDA Device Component Code Hierarchy | C50286 | Locking Mechanism | 3083 |  |  |  | A fastening device designed to hold, close, or secure. | C50285 | Mechanism | 3085
FDA | C54577 | FDA Device Component Code Hierarchy | C50036 | Locking Sleeve | 571 |  |  |  | A cylindrical fitting that slides over a part and locks into place. | C54577 | FDA Device Component Code Hierarchy
FDA | C54577 | FDA Device Component Code Hierarchy | C50287 | Lockout Mechanism | 3084 |  |  |  | A device designed to prevent multiple, simultaneous connections to a system. | C50285 | Mechanism | 3085
FDA | C54577 | FDA Device Component Code Hierarchy | C50037 | Logic Board | 480 |  |  |  | The circuit board that contains most of the processor units. | C54577 | FDA Device Component Code Hierarchy
FDA | C54577 | FDA Device Component Code Hierarchy | C50038 | Lower Piston Bearing | 572 |  |  |  | A bearing located toward the bottom of a piston. | C49842 | Bearings | 734
FDA | C54577 | FDA Device Component Code Hierarchy | C50260 | Luer Valve | 481 |  |  |  | A valve that incorporates a Luer fitting. | C50243 | Valve | 527
FDA | C54577 | FDA Device Component Code Hierarchy | C50039 | Magazine | 871 |  |  |  | A compartment in a device designed to house a consumable material for feeding into a mechanism. | C54577 | FDA Device Component Code Hierarchy
FDA | C54577 | FDA Device Component Code Hierarchy | C50040 | Magnet | 482 |  |  |  | A device that attracts iron and produces a magnetic field. | C54577 | FDA Device Component Code Hierarchy
FDA | C54577 | FDA Device Component Code Hierarchy | C50041 | Magnetizer | 872 |  |  |  | A device designed to make another object magnetic. | C54577 | FDA Device Component Code Hierarchy
FDA | C54577 | FDA Device Component Code Hierarchy | C50053 | Magnetometer | 873 |  |  |  | A device designed to measure the strength of a magnetic field. | C50052 | Gauges/Meters | 462
FDA | C54577 | FDA Device Component Code Hierarchy | C50042 | Magnetoresistor | 874 |  |  |  | A variable resistor that can be controlled by a magnetic field. | C54577 | FDA Device Component Code Hierarchy
FDA | C54577 | FDA Device Component Code Hierarchy | C50043 | Magnifier | 875 |  |  |  | An optical device designed to enlarge an image. | C54577 | FDA Device Component Code Hierarchy
FDA | C54577 | FDA Device Component Code Hierarchy | C50044 | Manifold | 483 |  |  |  | A branched system of pipes, typically those that attach to an engine to carry away exhaust. | C54577 | FDA Device Component Code Hierarchy
FDA | C54577 | FDA Device Component Code Hierarchy | C50045 | Matrices | 876 |  |  |  |  | C54577 | FDA Device Component Code Hierarchy
FDA | C54577 | FDA Device Component Code Hierarchy | C50285 | Mechanism | 3085 |  |  |  | A device consisting of moving parts designed to perform a function. | C54577 | FDA Device Component Code Hierarchy
FDA | C54577 | FDA Device Component Code Hierarchy | C50046 | Membrane | 484 |  |  |  | A device that is made from or resembles a thin flexible sheet of material. | C54577 | FDA Device Component Code Hierarchy
FDA | C54577 | FDA Device Component Code Hierarchy | C50047 | Memory | 877 |  |  |  | Any device that can hold data in machine-readable format. | C54577 | FDA Device Component Code Hierarchy
FDA | C54577 | FDA Device Component Code Hierarchy | C50082 | Meter Needle | 573 |  |  |  | A needle-shaped part designed to indicate a position on a scale. | C50290 | Needle | 3088
FDA | C54577 | FDA Device Component Code Hierarchy | C50067 | Microcircuit | 879 |  |  |  | An integrated circuit containing multiple components. | C54577 | FDA Device Component Code Hierarchy
FDA | C54577 | FDA Device Component Code Hierarchy | C50068 | Microphone | 880 |  |  |  | A device designed to convert sound to an electrical signal. | C54577 | FDA Device Component Code Hierarchy
FDA | C54577 | FDA Device Component Code Hierarchy | C50069 | Microscope | 881 |  |  |  | An optical instrument that uses a combination of lenses to produce magnified images of very small objects | C54577 | FDA Device Component Code Hierarchy
FDA | C54577 | FDA Device Component Code Hierarchy | C50070 | Mirror | 882 |  |  |  | A device consisting of a polished surface designed to reflect light. | C54577 | FDA Device Component Code Hierarchy
FDA | C54577 | FDA Device Component Code Hierarchy | C50071 | Mixer | 883 |  |  |  | A mechanical device designed to blend materials or an electronic device designed to blend signals. | C54577 | FDA Device Component Code Hierarchy
FDA | C54577 | FDA Device Component Code Hierarchy | C50072 | Modem | 884 |  |  |  | An electronic device for converting between serial data from a computer and an audio signal suitable for transmission over a telephone line connected to another modem. | C54577 | FDA Device Component Code Hierarchy
FDA | C54577 | FDA Device Component Code Hierarchy | C50073 | Modulator | 885 |  |  |  | An electronic device designed to vary the frequency, amplitude, or phase of an electromagnetic signal. | C54577 | FDA Device Component Code Hierarchy
FDA | C54577 | FDA Device Component Code Hierarchy | C50074 | Monitor | 886 |  |  |  | A device than includes a sensor designed to give information about the presence of a substance or the state of a system. | C54577 | FDA Device Component Code Hierarchy
FDA | C54577 | FDA Device Component Code Hierarchy | C50076 | Motherboard | 485 |  |  |  | The circuit board that contains most of the processor units. | C54577 | FDA Device Component Code Hierarchy
FDA | C54577 | FDA Device Component Code Hierarchy | C50355 | Motion Detector | 3086 |  |  |  | A device designed to signal the presence of excess motion in a system. | C49916 | Detector | 787
FDA | C54577 | FDA Device Component Code Hierarchy | C50077 | Motor | 486 |  |  |  | A device designed to convert energy into mechanical motion. | C54577 | FDA Device Component Code Hierarchy
FDA | C54577 | FDA Device Component Code Hierarchy | C50331 | Motor Drive Unit | 3087 |  |  |  | A device consisting of a motor and accessory parts designed to power a machine. | C50329 | Unit | 3127
FDA | C54577 | FDA Device Component Code Hierarchy | C50103 | Motor Roll Pin | 574 |  |  |  | A pin that is formed as a rolled sheet and acts to provide a retaining force on the part through which it is inserted. | C50101 | Pin | 906
FDA | C54577 | FDA Device Component Code Hierarchy | C50079 | Mount | 887 |  |  |  | A structural device designed to facilitate the attachment of one object to another. | C54577 | FDA Device Component Code Hierarchy
FDA | C54577 | FDA Device Component Code Hierarchy | C54010 | Multiplier | 888 |  |  |  | A device designed to take an input and increase some characteristic of it. | C54577 | FDA Device Component Code Hierarchy
FDA | C54577 | FDA Device Component Code Hierarchy | C50080 | Nebulizer (Only Use When Part Of Another Device) | 889 |  |  |  | A device designed to convert a liquid to a mist. | C54577 | FDA Device Component Code Hierarchy
FDA | C54577 | FDA Device Component Code Hierarchy | C50290 | Needle | 3088 |  |  |  | A device part with a long, slender, pointed shape. | C54577 | FDA Device Component Code Hierarchy
FDA | C54577 | FDA Device Component Code Hierarchy | C50081 | Network | 890 |  |  |  | A collection of two or more computers and associated devices that are linked together with communications equipment. | C54577 | FDA Device Component Code Hierarchy
FDA | C54577 | FDA Device Component Code Hierarchy | C50083 | None | 1023 |  |  |  | An indication that there is no device or component that matches the criteria. | C54577 | FDA Device Component Code Hierarchy
FDA | C54577 | FDA Device Component Code Hierarchy | C50291 | Nozzle | 3092 |  |  |  | A device designed to regulate and direct the flow of a fluid. | C54577 | FDA Device Component Code Hierarchy
FDA | C54577 | FDA Device Component Code Hierarchy | C50325 | Nozzle Tip | 3093 |  |  |  | A device designed to form the end of a nozzle. | C50324 | Tip | 3123
FDA | C54577 | FDA Device Component Code Hierarchy | C50084 | Nuts | 891 |  |  |  | A threaded fastener designed to engage a bolt. | C54577 | FDA Device Component Code Hierarchy
FDA | C54577 | FDA Device Component Code Hierarchy | C50085 | O2 Monitor Subassembly (Only Use When Part Of Another Device) | 487 |  |  |  | A sensor and circuit designed to sense the oxygen level in a space, environment, or material, as part of a larger device. | C53996 | Device Subassembly | 3051
FDA | C54577 | FDA Device Component Code Hierarchy | C50168 | O2 Sensor | 892 |  |  |  | A sensor designed to respond to the presence or level of oxygen in a space or environment. | C50166 | Sensor | 510
FDA | C54577 | FDA Device Component Code Hierarchy | C50086 | Obturator | 488 |  |  |  | A plug-like device used to close an opening in a body structure or a removable plug used during the insertion of a cannula. | C54577 | FDA Device Component Code Hierarchy
FDA | C54577 | FDA Device Component Code Hierarchy | C50334 | One-Way Valve | 3094 |  |  |  | A valve designed to allow flow in only one direction. | C50243 | Valve | 527
FDA | C54577 | FDA Device Component Code Hierarchy | C49856 | Optical Cable | 894 |  |  |  | A cable designed to use fiberoptic strands to transmit signals. | C49855 | Cable | 423
FDA | C54577 | FDA Device Component Code Hierarchy | C49926 | Optical Disk | 893 |  |  |  | A data storage disk where the data is stored in a format to be read optically by a laser and receiver. | C49925 | Disk | 791
FDA | C54577 | FDA Device Component Code Hierarchy | C49954 | Optical Fiber | 546 |  |  |  | A device made with thin glass fibers as a conduit for transmission of light. | C49952 | Fiber | 814
FDA | C54577 | FDA Device Component Code Hierarchy | C50087 | Optocoupler | 895 |  |  |  | An electronic device designed to convert an electrical signal to an optical one or an optical signal to an electrical one, especially as part of a system to optically link circuits that are electrically isolated. | C54577 | FDA Device Component Code Hierarchy
FDA | C54577 | FDA Device Component Code Hierarchy | C50088 | Oscillator | 896 |  |  |  | An electronic device designed to produce a wave signal. | C54577 | FDA Device Component Code Hierarchy
FDA | C54577 | FDA Device Component Code Hierarchy | C50089 | Oscilloscope | 897 |  |  |  | An electronic device designed to display electrical measurements, typically as a waveform on a cathode ray tube. | C54577 | FDA Device Component Code Hierarchy
FDA | C54577 | FDA Device Component Code Hierarchy | C50091 | Outlet | 898 |  |  |  | An opening in a device that allows something to exit, commonly used to refer to an electrical power receptacle. | C54577 | FDA Device Component Code Hierarchy
FDA | C54577 | FDA Device Component Code Hierarchy | C50092 | Oven | 899 |  |  |  | An enclosed structural device designed for heating an object. | C54577 | FDA Device Component Code Hierarchy
FDA | C54577 | FDA Device Component Code Hierarchy | C50093 | Overlay | 575 |  |  |  | A device designed to be applied over an object, typically for protection or identification. | C54577 | FDA Device Component Code Hierarchy
FDA | C54577 | FDA Device Component Code Hierarchy | C50065 | Oximeter (Only Use When Part Of Another Device) | 490 |  | Oximeter |  | A device designed to measure oxygen saturation in arterial blood. | C50052 | Gauges/Meters | 462
FDA | C54577 | FDA Device Component Code Hierarchy | C50094 | Oxygen Analyzer | 491 |  |  |  | A device designed to measure the concentration of oxygen in a gas mixture. | C54577 | FDA Device Component Code Hierarchy
FDA | C54577 | FDA Device Component Code Hierarchy | C50095 | Pad | 900 |  |  |  | A protective or cushioning material applied to a projecting or supporting surface of a device. | C54577 | FDA Device Component Code Hierarchy
FDA | C54577 | FDA Device Component Code Hierarchy | C50293 | Pallet | 3095 |  |  |  | A device resembling a bed. | C54577 | FDA Device Component Code Hierarchy
FDA | C54577 | FDA Device Component Code Hierarchy | C50096 | Panel | 901 |  |  |  | A rigid sheet that forms a surface of a device or component. | C54577 | FDA Device Component Code Hierarchy
FDA | C54577 | FDA Device Component Code Hierarchy | C50097 | PC (Printed Circuit) Board | 492 |  |  |  | A circuit board that has connections that are preapplied, usually added using photo-resist and acid etching techniques. | C54577 | FDA Device Component Code Hierarchy
FDA | C54577 | FDA Device Component Code Hierarchy | C49917 | Photodetector | 902 |  |  |  | A device designed to detect light. | C49916 | Detector | 787
FDA | C54577 | FDA Device Component Code Hierarchy | C50098 | Photomultiplier | 903 |  |  |  | An electronic sensing device designed to amplify low-energy light signals and convert them to electrical pulses. | C54577 | FDA Device Component Code Hierarchy
FDA | C54577 | FDA Device Component Code Hierarchy | C50328 | Photomultiplier (PM) Tube | 3096 |  |  |  | An electronic device designed to detect and amplify light signals. | C50236 | Tube | 525
FDA | C54577 | FDA Device Component Code Hierarchy | C50099 | Phototransistor | 904 |  |  |  | A transistor in which incident light acts as the base activating input. | C54577 | FDA Device Component Code Hierarchy
FDA | C54577 | FDA Device Component Code Hierarchy | C50100 | Pickup | 905 |  |  |  | An electromagnetic device designed to convert movement to an electric signal. | C54577 | FDA Device Component Code Hierarchy
FDA | C54577 | FDA Device Component Code Hierarchy | C50261 | Pilot Balloon Valve | 493 |  |  |  | A two-way valve designed to control the pressure in an endotracheal tube cuff as introduced through a pilot balloon. | C50243 | Valve | 527
FDA | C54577 | FDA Device Component Code Hierarchy | C50101 | Pin | 906 |  |  |  | A small, slender object designed to secure another object. | C54577 | FDA Device Component Code Hierarchy
FDA | C54577 | FDA Device Component Code Hierarchy | C50296 | Pipette | 3097 |  |  |  | A measuring device, traditionally including a graduated tube, designed for the accurate transfer of liquid volumes. | C54577 | FDA Device Component Code Hierarchy
FDA | C54577 | FDA Device Component Code Hierarchy | C49975 | Piston Guides | 576 |  |  |  | A device similar to a bushing but designed to reduce the linear friction between a piston and its cylinder. | C49974 | Guide | 829
FDA | C54577 | FDA Device Component Code Hierarchy | C49981 | Piston Heads | 577 |  |  |  | The portion of a piston above the topmost seal ring. | C49980 | Heads | 832
FDA | C54577 | FDA Device Component Code Hierarchy | C50104 | Piston Pads | 578 |  |  |  | A pad designed to fit onto the head of a piston. | C54577 | FDA Device Component Code Hierarchy
FDA | C54577 | FDA Device Component Code Hierarchy | C50105 | Pivot | 494 |  |  |  | A device designed to act as a center of rotation. | C54577 | FDA Device Component Code Hierarchy
FDA | C54577 | FDA Device Component Code Hierarchy | C50106 | Plate | 907 |  |  |  | A sheet of metal or wood or glass or plastic. | C54577 | FDA Device Component Code Hierarchy
FDA | C54577 | FDA Device Component Code Hierarchy | C50107 | Plotter | 908 |  |  |  | A computer driven instrument designed for drawing graphs and pictures. | C54577 | FDA Device Component Code Hierarchy
FDA | C54577 | FDA Device Component Code Hierarchy | C50108 | Plug | 579 |  |  |  | A device designed to seat into an opening in a device. | C54577 | FDA Device Component Code Hierarchy
FDA | C54577 | FDA Device Component Code Hierarchy | C50297 | Plunger | 3098 |  |  |  | A mechanical device designed to slide within a chamber to transfer a material. | C54577 | FDA Device Component Code Hierarchy
FDA | C54577 | FDA Device Component Code Hierarchy | C50109 | Pointer | 910 |  |  |  | An indicator device designed to show a position on a scale. | C54577 | FDA Device Component Code Hierarchy
FDA | C54577 | FDA Device Component Code Hierarchy | C50110 | Polarizer | 911 |  |  |  | An optical device that creates polarized light from incident light. | C54577 | FDA Device Component Code Hierarchy
FDA | C54577 | FDA Device Component Code Hierarchy | C50111 | Port | 495 |  |  |  | A device designed for the introduction of fluid to or removal of fluid from a system; also an electronic circuit that acts as a connection to an outside device. | C54577 | FDA Device Component Code Hierarchy
FDA | C54577 | FDA Device Component Code Hierarchy | C50112 | Post | 912 |  |  |  | A structural device part that supports or aligns other parts. | C54577 | FDA Device Component Code Hierarchy
FDA | C54577 | FDA Device Component Code Hierarchy | C50064 | Potentiometer | 496 |  |  |  | A device designed to measure a direct current electromotive force or a device designed to control the current that flows through a circuit. | C50052 | Gauges/Meters | 462
FDA | C54577 | FDA Device Component Code Hierarchy | C49892 | Power Cord | 497 |  |  |  | A flexible cable designed to connect an electric device to a power source. | C49890 | Cord | 768
FDA | C54577 | FDA Device Component Code Hierarchy | C50113 | Power Lamp | 580 |  |  |  | A light designed to indicate the status of a power source or power connection. | C54577 | FDA Device Component Code Hierarchy
FDA | C54577 | FDA Device Component Code Hierarchy | C50114 | Power Module | 913 |  |  |  | An independent electronic device designed to supply power to other devices. | C54577 | FDA Device Component Code Hierarchy
FDA | C54577 | FDA Device Component Code Hierarchy | C50115 | Power Supply | 498 |  |  |  | Any electronic device designed to supply power to other devices. | C54577 | FDA Device Component Code Hierarchy
FDA | C54577 | FDA Device Component Code Hierarchy | C50200 | Power Switch | 499 |  |  |  | A switch designed to regulate the power to a device. | C50199 | Switches | 519
FDA | C54577 | FDA Device Component Code Hierarchy | C50116 | Preamplifier | 914 |  |  |  | An electronic device designed to boost the signal of a low-level input signal to an intermediate level prior to further amplification. | C54577 | FDA Device Component Code Hierarchy
FDA | C54577 | FDA Device Component Code Hierarchy | C50117 | Prescaler | 915 |  |  |  | An electronic counter device designed to reduce a very high frequency signal to a lower frequency by division. | C54577 | FDA Device Component Code Hierarchy
FDA | C54577 | FDA Device Component Code Hierarchy | C50118 | Preselector | 916 |  |  |  | A preamplifier device that is designed to operate between an antenna and a receiver to improve reception. | C54577 | FDA Device Component Code Hierarchy
FDA | C54577 | FDA Device Component Code Hierarchy | C50167 | Pressure Sensor | 500 |  |  |  | A sensor designed to respond to the level of pressure in a space or pressing on a surface. | C50166 | Sensor | 510
FDA | C54577 | FDA Device Component Code Hierarchy | C50119 | Pressure Signal | 581 |  |  |  | A device designed to monitor or display a pressure reading. | C54577 | FDA Device Component Code Hierarchy
FDA | C54577 | FDA Device Component Code Hierarchy | C50239 | Pressure Tubing | 501 |  |  |  | Flexible tubing designed to withstand high pressure. | C50236 | Tube | 525
FDA | C54577 | FDA Device Component Code Hierarchy | C50120 | Printer | 917 |  |  |  | An electronic device that is designed to transfer text or images to paper or other substrate. | C54577 | FDA Device Component Code Hierarchy
FDA | C54577 | FDA Device Component Code Hierarchy | C50121 | Probe | 918 |  |  |  | A device designed to reach into a location for manipulating or sensing. | C54577 | FDA Device Component Code Hierarchy
FDA | C54577 | FDA Device Component Code Hierarchy | C50299 | Probe, Transducer Pressure | 3099 |  |  |  | A probe device designed to convert a change in pressure into a varying electrical signal. | C50121 | Probe | 918
FDA | C54577 | FDA Device Component Code Hierarchy | C50122 | Processor | 919 |  |  |  | A device designed for preparing or treating a material; also the part of a computer that makes most of the calculations. | C54577 | FDA Device Component Code Hierarchy
FDA | C54577 | FDA Device Component Code Hierarchy | C50123 | Programmer | 920 |  |  |  | A device designed to write instructions to a memory device. | C54577 | FDA Device Component Code Hierarchy
FDA | C54577 | FDA Device Component Code Hierarchy | C50050 | PROM (Programmable Read Only Memory) | 503 |  |  |  | A type of read only memory device that can be written to once after manufacture. | C50048 | ROM (Read Only Memory) | 509
FDA | C54577 | FDA Device Component Code Hierarchy | C50124 | Prong | 504 |  |  |  | Any pointed projection on a device, usually one designed to attach a device to something else. | C54577 | FDA Device Component Code Hierarchy
FDA | C54577 | FDA Device Component Code Hierarchy | C50125 | Protector | 921 |  |  |  | A device or attachment designed to shield something from harm. | C54577 | FDA Device Component Code Hierarchy
FDA | C54577 | FDA Device Component Code Hierarchy | C50203 | Proximity Switch | 922 |  |  |  | A switch designed to actuate when something comes within a predetermined distance. | C50199 | Switches | 519
FDA | C54577 | FDA Device Component Code Hierarchy | C50126 | Pulley | 923 |  |  |  | A wheel with a groove in it designed to change the direction of force of a rope or belt that runs over it. | C54577 | FDA Device Component Code Hierarchy
FDA | C54577 | FDA Device Component Code Hierarchy | C50127 | Pulser | 924 |  |  |  | A device designed to produce a short burst of signal. | C54577 | FDA Device Component Code Hierarchy
FDA | C54577 | FDA Device Component Code Hierarchy | C50128 | Pump | 925 |  |  |  | A device designed to facilitate the movement of a fluid. | C54577 | FDA Device Component Code Hierarchy
FDA | C54577 | FDA Device Component Code Hierarchy | C54023 | Pusher | 3157 |  |  |  | A device designed to advance something by pushing it. | C54577 | FDA Device Component Code Hierarchy
FDA | C54577 | FDA Device Component Code Hierarchy | C50063 | Pyrometer | 926 |  |  |  | A device designed to measure high temperatures, such as those in a furnace. | C50052 | Gauges/Meters | 462
FDA | C54577 | FDA Device Component Code Hierarchy | C50130 | Rail | 927 |  |  |  | A bar designed for support, attachment, guidance, or protection from falling. | C54577 | FDA Device Component Code Hierarchy
FDA | C54577 | FDA Device Component Code Hierarchy | C50051 | RAM (Random Access Memory) | 505 |  |  |  | A data storage device for which the order of access to different locations does not affect the speed of access. RAM can be both read from and written to by the computer, but its contents are lost when the power is switched off. | C50047 | Memory | 877
FDA | C54577 | FDA Device Component Code Hierarchy | C50303 | Rate Modulated Pacing Sensor | 3100 |  |  |  | A sensor for a pacemaker designed to alter the rate of heart stimulation based on the activity level of the subject. | C50166 | Sensor | 510
FDA | C54577 | FDA Device Component Code Hierarchy | C50131 | Reactor | 928 |  |  |  | A vessel in which a chemical reaction takes place or an electronic device designed to add reactance to a circuit. | C54577 | FDA Device Component Code Hierarchy
FDA | C54577 | FDA Device Component Code Hierarchy | C50132 | Reader | 929 |  |  |  | A device designed to capture data encoded on an object and convert it to a signal that can be input into a computer. | C54577 | FDA Device Component Code Hierarchy
FDA | C54577 | FDA Device Component Code Hierarchy | C50133 | Receiver | 930 |  |  |  | An electronic device designed to capture an incoming electromagnetic signal and convert it to an audible or visual signal. | C54577 | FDA Device Component Code Hierarchy
FDA | C54577 | FDA Device Component Code Hierarchy | C50330 | Receiver Stimulator Unit | 3101 |  |  |  | As part of a cochlear implant, an implanted device designed to receive signal from the external device and then decode the signal and transmit it to the brain. | C50329 | Unit | 3127
FDA | C54577 | FDA Device Component Code Hierarchy | C50134 | Recorder (Tape, Stripchart, Etc.) | 507 |  |  |  | A device designed to capture and store audiovisual or other data. | C54577 | FDA Device Component Code Hierarchy
FDA | C54577 | FDA Device Component Code Hierarchy | C50135 | Rectifier | 931 |  |  |  | An electrical device designed to convert alternating current to direct current. | C54577 | FDA Device Component Code Hierarchy
FDA | C54577 | FDA Device Component Code Hierarchy | C50136 | Reed (Electrically Open) | 582 |  |  |  | A switch device consisting of thin, flexible, magnetically controlled contacts enclosed in a sealed and evacuated enclosure. | C54577 | FDA Device Component Code Hierarchy
FDA | C54577 | FDA Device Component Code Hierarchy | C50137 | Regulator | 932 |  |  |  | Any device designed to control a process or condition. | C54577 | FDA Device Component Code Hierarchy
FDA | C54577 | FDA Device Component Code Hierarchy | C50138 | Relay | 508 |  |  |  | An electrical circuit designed to act as a switch for another circuit. | C54577 | FDA Device Component Code Hierarchy
FDA | C54577 | FDA Device Component Code Hierarchy | C50139 | Repeater | 933 |  |  |  | An electronic device designed to receive a signal, amplify it, and resend it. | C54577 | FDA Device Component Code Hierarchy
FDA | C54577 | FDA Device Component Code Hierarchy | C50140 | Reservoir | 934 |  |  |  | A vessel designed to store a fluid. | C54577 | FDA Device Component Code Hierarchy
FDA | C54577 | FDA Device Component Code Hierarchy | C50141 | Resistor | 935 |  |  |  | An electronic device that opposes the flow of current. | C54577 | FDA Device Component Code Hierarchy
FDA | C54577 | FDA Device Component Code Hierarchy | C50143 | Resonator | 937 |  |  |  | A physical device designed to resonate at a specific frequency or an electronic circuit that responds to oscillations in one circuit by setting up oscillations in another circuit. | C54577 | FDA Device Component Code Hierarchy
FDA | C54577 | FDA Device Component Code Hierarchy | C50144 | Retainer | 938 |  |  |  | A physical device designed to hold something in place. | C54577 | FDA Device Component Code Hierarchy
FDA | C54577 | FDA Device Component Code Hierarchy | C50102 | Retaining Pin | 583 |  |  |  | A pin designed to fasten one object into another. | C50101 | Pin | 906
FDA | C54577 | FDA Device Component Code Hierarchy | C50145 | Reticle | 939 |  |  |  | A grid or pattern in the eyepiece of an optical device designed to establish a scale or position reference. | C54577 | FDA Device Component Code Hierarchy
FDA | C54577 | FDA Device Component Code Hierarchy | C50146 | Rheostat | 941 |  |  |  | A mechanical device designed to create variable resistance in a circuit based on the position of a contact on a coil. | C54577 | FDA Device Component Code Hierarchy
FDA | C54577 | FDA Device Component Code Hierarchy | C50147 | Ribbon | 942 |  |  |  | Any device that consists of a long, narrow, flexible material. | C54577 | FDA Device Component Code Hierarchy
FDA | C54577 | FDA Device Component Code Hierarchy | C50148 | Ring | 943 |  |  |  | Any doughnut-shaped device. | C54577 | FDA Device Component Code Hierarchy
FDA | C54577 | FDA Device Component Code Hierarchy | C50151 | Rivet | 944 |  |  |  | A fastening device resembling a heavy pin, having a head on one end and designed to have the other end flattened after passing through the pieces to be connected. | C54577 | FDA Device Component Code Hierarchy
FDA | C54577 | FDA Device Component Code Hierarchy | C50152 | Robot | 945 |  |  |  | A mechanical device designed to perform an automated action. | C54577 | FDA Device Component Code Hierarchy
FDA | C54577 | FDA Device Component Code Hierarchy | C50153 | Rod | 946 |  |  |  | Any rod-shaped device. | C54577 | FDA Device Component Code Hierarchy
FDA | C54577 | FDA Device Component Code Hierarchy | C50048 | ROM (Read Only Memory) | 509 |  |  |  | A type of data storage device which is manufactured with fixed contents. ROM is inherently non-volatile storage, retaining its contents even when the power is switched off. | C50047 | Memory | 877
FDA | C54577 | FDA Device Component Code Hierarchy | C50154 | Safety Interlock | 947 |  |  |  | A mechanical or electronic device designed to prevent one action from happening when certain conditions exist. | C54577 | FDA Device Component Code Hierarchy
FDA | C54577 | FDA Device Component Code Hierarchy | C50155 | SAW (Surface Acoustic Wave Device) | 984 |  |  |  | An electronic device designed to propagate an acoustic wave along the surface of a piezoelectric substrate as a filter, oscillator, or transformer. | C54577 | FDA Device Component Code Hierarchy
FDA | C54577 | FDA Device Component Code Hierarchy | C50156 | Scale | 949 |  |  |  | A device designed for weighing or an indicator device with a graduated sequence of divisions. | C54577 | FDA Device Component Code Hierarchy
FDA | C54577 | FDA Device Component Code Hierarchy | C50157 | Scaler | 948 |  |  |  | An electronic counter device designed to output a pulse in response to a set number of input pulses. Also refers to a physical device designed to scrape hardened material from the surface of a tooth. | C54577 | FDA Device Component Code Hierarchy
FDA | C54577 | FDA Device Component Code Hierarchy | C50158 | Scanner | 950 |  |  |  | An electronic device that generates a digital representation of an image for data input to a computer or a receiver designed to search for a signal within a specified frequency range. | C54577 | FDA Device Component Code Hierarchy
FDA | C54577 | FDA Device Component Code Hierarchy | C50062 | Scintillometer | 951 |  |  |  | A device designed to measure radioactivity indirectly by its ability to cause flashes of light in a sensitive material. | C50052 | Gauges/Meters | 462
FDA | C54577 | FDA Device Component Code Hierarchy | C50159 | Scrambler | 952 |  |  |  | An electronic device or software designed to transmit a telecommunications signal so that it is unintelligible but can be restored at the receiver. | C54577 | FDA Device Component Code Hierarchy
FDA | C54577 | FDA Device Component Code Hierarchy | C50160 | Screen | 953 |  |  |  | An electronic device designed as a display or a physical device designed to be a protective meshwork. | C54577 | FDA Device Component Code Hierarchy
FDA | C54577 | FDA Device Component Code Hierarchy | C50161 | Screw | 568 |  |  |  | A fastener device with a tapered threaded shaft and a head designed to engage a drive device. | C54577 | FDA Device Component Code Hierarchy
FDA | C54577 | FDA Device Component Code Hierarchy | C50278 | Screw Head | 3102 |  |  |  | The end of a screw designed to interact with a drive device. | C49980 | Heads | 832
FDA | C54577 | FDA Device Component Code Hierarchy | C50321 | Screw Tapper | 3103 |  |  |  | A device designed to cut threads in a object | C54577 | FDA Device Component Code Hierarchy
FDA | C54577 | FDA Device Component Code Hierarchy | C50162 | Scriber | 954 |  |  |  | A pointed device designed to etch a mark on an object. | C54577 | FDA Device Component Code Hierarchy
FDA | C54577 | FDA Device Component Code Hierarchy | C50163 | Seal | 432 |  |  |  | A device designed to prevent passage of some material through a joint or opening. | C54577 | FDA Device Component Code Hierarchy
FDA | C54577 | FDA Device Component Code Hierarchy | C50164 | Seal Tracheal | 584 |  |  |  | A device component of an endotracheal tube (ET) assembly designed to provide a tight fit for the ET tube to the tracheal wall and thus an effective seal between the device and the tissue. | C50163 | Seal | 432
FDA | C54577 | FDA Device Component Code Hierarchy | C50360 | Sediment Filter | 3104 |  |  |  | A filter designed to remove particles from a liquid. | C49956 | Filter | 816
FDA | C54577 | FDA Device Component Code Hierarchy | C50166 | Sensor | 510 |  |  |  | A device designed to respond to a stimulus by generating a signal that can be measured or interpreted. | C50121 | Probe | 918
FDA | C54577 | FDA Device Component Code Hierarchy | C50169 | Servo | 551 |  |  |  | An electronic device designed to amplify the force of a movement. | C54577 | FDA Device Component Code Hierarchy
FDA | C54577 | FDA Device Component Code Hierarchy | C50170 | Shaft | 955 |  |  |  | A long rod. | C54577 | FDA Device Component Code Hierarchy
FDA | C54577 | FDA Device Component Code Hierarchy | C50171 | Shield | 956 |  |  |  | A device designed to form a protective covering or structure. | C54577 | FDA Device Component Code Hierarchy
FDA | C54577 | FDA Device Component Code Hierarchy | C50172 | Shift Register | 957 |  |  |  | An electronic circuit designed to move all data to the left or right, thereby doing multiplication, division, or parallel conversion. | C54577 | FDA Device Component Code Hierarchy
FDA | C54577 | FDA Device Component Code Hierarchy | C50173 | Shifter | 958 |  |  |  | A mechanical device designed to change the gears in a mechanism. | C54577 | FDA Device Component Code Hierarchy
FDA | C54577 | FDA Device Component Code Hierarchy | C76120 | Shock Capacitor | 3105 |  |  |  | The component of a defibrillator designed to store the electrical charge before it is delivered to the patient. | C49862 | Capacitor | 555
FDA | C54577 | FDA Device Component Code Hierarchy | C50305 | Shoulder Support | 3106 |  |  |  | A device designed to support an object as it sits on the shoulder or an orthopedic device designed for rehabilitation after a shoulder injury. | C54577 | FDA Device Component Code Hierarchy
FDA | C54577 | FDA Device Component Code Hierarchy | C50174 | Shunt | 959 |  |  |  | An implantable device designed to drain fluid from a body cavity. | C54577 | FDA Device Component Code Hierarchy
FDA | C54577 | FDA Device Component Code Hierarchy | C50175 | Shutter | 960 |  |  |  | A mechanical or electronic device designed to regulate an exposure time, especially the one in a camera. | C54577 | FDA Device Component Code Hierarchy
FDA | C54577 | FDA Device Component Code Hierarchy | C50301 | Side Rail | 3107 |  |  |  | A supportive or protective rail attached to the side of something. | C50130 | Rail | 927
FDA | C54577 | FDA Device Component Code Hierarchy | C50176 | Signal Conditioner | 961 |  |  |  | An electronic device or circuit designed to take an input signal and offset, attenuate, amplify, and/or filter the output signal. | C54577 | FDA Device Component Code Hierarchy
FDA | C54577 | FDA Device Component Code Hierarchy | C50177 | Simulator | 962 |  |  |  | A device designed to create a test or training environment that approximates actual conditions. | C54577 | FDA Device Component Code Hierarchy
FDA | C54577 | FDA Device Component Code Hierarchy | C50178 | Slide | 963 |  |  |  | A flat rectangular piece of glass on which specimens can be mounted for microscopic study. | C54577 | FDA Device Component Code Hierarchy
FDA | C54577 | FDA Device Component Code Hierarchy | C50149 | Slip Ring | 964 |  |  |  | A ring-shaped electrical contact designed to provide connection to a rotating part. | C50148 | Ring | 943
FDA | C54577 | FDA Device Component Code Hierarchy | C50179 | Slotter Line | 965 |  |  |  | A device designed to make a longitudinal cut through the protective cladding of a fiber bundle without harming the fibers. | C54577 | FDA Device Component Code Hierarchy
FDA | C54577 | FDA Device Component Code Hierarchy | C50180 | Socket | 967 |  |  |  | A device designed as an opening into which something else fits. | C54577 | FDA Device Component Code Hierarchy
FDA | C54577 | FDA Device Component Code Hierarchy | C49809 | Socket Adaptor | 966 |  |  |  | A device designed to allow an incompatible plug to connect with another device. | C49808 | Adapter (Adaptor) | 431
FDA | C54577 | FDA Device Component Code Hierarchy | C50014 | Solder Joint | 511 |  |  |  | A connection between objects formed by solder. | C54577 | FDA Device Component Code Hierarchy
FDA | C54577 | FDA Device Component Code Hierarchy | C50181 | Solenoid | 512 |  |  |  | An electronic device consisting of a coil surrounding a movable iron core that is designed to act as a switch or relay. | C54577 | FDA Device Component Code Hierarchy
FDA | C54577 | FDA Device Component Code Hierarchy | C49805 | Sound Absorber | 968 |  |  |  | A device or material designed to attenuate sound energy. | C50372 | Absorber | 3028
FDA | C54577 | FDA Device Component Code Hierarchy | C50182 | Spacer | 969 |  |  |  | A device designed to position objects further apart. | C54577 | FDA Device Component Code Hierarchy
FDA | C54577 | FDA Device Component Code Hierarchy | C50183 | Spark Gap | 970 |  |  |  | An electronic device consisting of electrical contacts separated by a gap across which a spark will form when the voltage is high enough. | C54577 | FDA Device Component Code Hierarchy
FDA | C54577 | FDA Device Component Code Hierarchy | C50184 | Speaker | 971 |  |  |  | A device designed to convert electrical signals to sounds that can be heard. | C54577 | FDA Device Component Code Hierarchy
FDA | C54577 | FDA Device Component Code Hierarchy | C50061 | Spectrometer | 972 |  |  |  | A device designed to measure wave lengths and angles of deflection of an electromagnetic radiation source, generating a spectrum plot across frequencies. | C50052 | Gauges/Meters | 462
FDA | C54577 | FDA Device Component Code Hierarchy | C50306 | Speech Processor | 3108 |  |  |  | An electronic device designed to convert speech sounds into electrical signals, especially as part of a cochlear implant. | C54577 | FDA Device Component Code Hierarchy
FDA | C54577 | FDA Device Component Code Hierarchy | C50066 | Spirometer | 514 |  |  |  | A device designed to measure lung capacity. | C50052 | Gauges/Meters | 462
FDA | C54577 | FDA Device Component Code Hierarchy | C50185 | Splicer | 973 |  |  |  | A device designed to join pieces of a material into a continuous length. | C54577 | FDA Device Component Code Hierarchy
FDA | C54577 | FDA Device Component Code Hierarchy | C50186 | Spooler | 974 |  |  |  | An electronic device designed to set files into a queue for processing, especially one for controlling the output to a printer. | C54577 | FDA Device Component Code Hierarchy
FDA | C54577 | FDA Device Component Code Hierarchy | C50187 | Spring | 975 |  |  |  | An elastic device designed to bend under a load and then return to its shape when unloaded. | C54577 | FDA Device Component Code Hierarchy
FDA | C54577 | FDA Device Component Code Hierarchy | C50288 | Spring Loading Mechanism | 3109 |  |  |  | A device that uses a spring to deliver something into a device or system. | C50285 | Mechanism | 3085
FDA | C54577 | FDA Device Component Code Hierarchy | C50188 | Stabilizer | 976 |  |  |  | A device designed to reduce unwanted movement. | C54577 | FDA Device Component Code Hierarchy
FDA | C54577 | FDA Device Component Code Hierarchy | C50189 | Stand | 977 |  |  |  | A support device designed to hold an object. | C54577 | FDA Device Component Code Hierarchy
FDA | C54577 | FDA Device Component Code Hierarchy | C50307 | Staple | 3110 |  |  |  | A fastening device consisting of a bent wire designed to pierce and hold. | C54577 | FDA Device Component Code Hierarchy
FDA | C54577 | FDA Device Component Code Hierarchy | C50337 | Steering Wire | 3111 |  |  |  | A wire designed to connect to a steering device. | C50269 | Wire | 430
FDA | C54577 | FDA Device Component Code Hierarchy | C50190 | Stent | 515 |  |  |  | A device designed to support a tubular structure, especially the small stainless steel expandable mesh tube inserted within an artery. | C54577 | FDA Device Component Code Hierarchy
FDA | C54577 | FDA Device Component Code Hierarchy | C50078 | Stepper Motor | 516 |  |  |  | A motor designed to rotate in fixed increments. | C50077 | Motor | 486
FDA | C54577 | FDA Device Component Code Hierarchy | C50191 | Stiffener | 978 |  |  |  | A material or device designed to stiffen an object. | C54577 | FDA Device Component Code Hierarchy
FDA | C54577 | FDA Device Component Code Hierarchy | C50192 | Stopcock | 517 |  |  |  | A rotating device designed to act like a faucet for regulating the flow of a fluid. | C54577 | FDA Device Component Code Hierarchy
FDA | C54577 | FDA Device Component Code Hierarchy | C50333 | Stopcock Valve | 3112 |  |  |  | A rotating valve designed to regulate the flow of a fluid through a stopcock. | C50243 | Valve | 527
FDA | C54577 | FDA Device Component Code Hierarchy | C50193 | Strain Relief | 979 |  |  |  | A structure designed to function with a connector to prevent damage to a hose or cable from excess flexing. | C54577 | FDA Device Component Code Hierarchy
FDA | C54577 | FDA Device Component Code Hierarchy | C50194 | Strip Line | 980 |  |  |  | A conductor cable designed as a thin, flexible ribbon of metals separated by an insulating layer. | C54577 | FDA Device Component Code Hierarchy
FDA | C54577 | FDA Device Component Code Hierarchy | C50195 | Stylet | 518 |  |  |  | A thin metal wire designed to be passed through a needle, catheter, or cannula to stiffen it or clear it of debris. | C54577 | FDA Device Component Code Hierarchy
FDA | C54577 | FDA Device Component Code Hierarchy | C50196 | Substrate | 981 |  |  |  |  | C54577 | FDA Device Component Code Hierarchy
FDA | C54577 | FDA Device Component Code Hierarchy | C50197 | Sunlamp | 982 |  |  |  | A lamp designed to emit ultraviolet radiation. | C54577 | FDA Device Component Code Hierarchy
FDA | C54577 | FDA Device Component Code Hierarchy | C50198 | Suppressor | 983 |  |  |  | An electrical device designed to reduce or eliminate unwanted currents. | C54577 | FDA Device Component Code Hierarchy
FDA | C54577 | FDA Device Component Code Hierarchy | C50364 | Surgical Graft | 3113 |  |  |  | A tissue or organ surgically moved from a donor to a recipient or from site to site of an individual. | C54577 | FDA Device Component Code Hierarchy
FDA | C54577 | FDA Device Component Code Hierarchy | C50365 | Suture | 3114 |  |  |  | A natural (e.g., catgut, silk, or linen) or synthetic, or other (e.g., thin metal wire) monofilament or multifilament material used surgically to close a surgical or accidental wound and to secure apposition of the edges and join tissues. | C54577 | FDA Device Component Code Hierarchy
FDA | C54577 | FDA Device Component Code Hierarchy | C54013 | Switch, Push Button | 3154 |  |  |  | A switch designed to be operated by pressing a button. | C50199 | Switches | 519
FDA | C54577 | FDA Device Component Code Hierarchy | C50199 | Switches | 519 |  |  |  | A mechanical or electronic device designed to break or change the connections in a circuit. | C54577 | FDA Device Component Code Hierarchy
FDA | C54577 | FDA Device Component Code Hierarchy | C50205 | Synchronizer | 985 |  |  |  | A mechanical device on a transmission designed to make the gears spin at the same speed. | C54577 | FDA Device Component Code Hierarchy
FDA | C54577 | FDA Device Component Code Hierarchy | C50206 | Synthesizer | 986 |  |  |  |  | C54577 | FDA Device Component Code Hierarchy
FDA | C54577 | FDA Device Component Code Hierarchy | C50207 | Syringe | 987 |  |  |  | A device designed as a rigid cylinder with a plunger at one end and a delivery opening at the other. | C54577 | FDA Device Component Code Hierarchy
FDA | C54577 | FDA Device Component Code Hierarchy | C50310 | Syringe Drive | 3115 |  |  |  | A device designed to advance a syringe plunger at a specified rate, used to administer continuous subcutaneous infusions. | C54577 | FDA Device Component Code Hierarchy
FDA | C54577 | FDA Device Component Code Hierarchy | C50311 | System | 3116 |  |  |  | A group of independent but interrelated devices working together. | C54577 | FDA Device Component Code Hierarchy
FDA | C54577 | FDA Device Component Code Hierarchy | C50371 | Table | 3117 |  |  |  | A piece of furniture having a smooth flat top that is usually supported by one or more vertical legs, or any object of a similar appearance. | C54577 | FDA Device Component Code Hierarchy
FDA | C54577 | FDA Device Component Code Hierarchy | C50320 | Table Top | 3118 |  |  |  | The uppermost, flat surface of a table. | C54577 | FDA Device Component Code Hierarchy
FDA | C54577 | FDA Device Component Code Hierarchy | C50060 | Tachometer | 989 |  |  |  | A device designed to measure a speed of rotation. | C50052 | Gauges/Meters | 462
FDA | C54577 | FDA Device Component Code Hierarchy | C50209 | Tape | 990 |  |  |  | A long, thin, flat, flexible material often used for measuring, binding or fastening, or as a recording medium. | C54577 | FDA Device Component Code Hierarchy
FDA | C54577 | FDA Device Component Code Hierarchy | C50210 | Tee | 991 |  |  |  | A device designed to be used for transesophogeal echocardiogram (TEE). | C54577 | FDA Device Component Code Hierarchy
FDA | C54577 | FDA Device Component Code Hierarchy | C50211 | Telemetry Equipment | 520 |  |  |  | Equipment designed to transmit and receive data from a remote source using telecommunications methods. | C54577 | FDA Device Component Code Hierarchy
FDA | C54577 | FDA Device Component Code Hierarchy | C50212 | Telephone | 992 |  |  |  | Electronic equipment that converts sound into electrical signals that can be transmitted over distances and then converts received signals back into sounds. | C54577 | FDA Device Component Code Hierarchy
FDA | C54577 | FDA Device Component Code Hierarchy | C50213 | Teleprinter | 993 |  |  |  | A character printer that transmits and receives text and data using telecommunications methods and operates like a typewriter. It has been largely replaced by high-speed data printers. | C54577 | FDA Device Component Code Hierarchy
FDA | C54577 | FDA Device Component Code Hierarchy | C50214 | Teletypewriter | 994 |  |  |  | A character printer that transmits and receives text and data using telecommunications methods and operates like a typewriter. It has been largely replaced by high-speed data printers. | C54577 | FDA Device Component Code Hierarchy
FDA | C54577 | FDA Device Component Code Hierarchy | C50242 | Television Unit | 995 |  |  |  | An electrical device designed to receive a television signal and display an image. | C50329 | Unit | 3127
FDA | C54577 | FDA Device Component Code Hierarchy | C50215 | Temperature Compensator | 996 |  |  |  | A device designed to vary the temperature of one system in response to temperature changes in another system or the environment. | C54577 | FDA Device Component Code Hierarchy
FDA | C54577 | FDA Device Component Code Hierarchy | C50300 | Temperature Probe | 3119 |  |  |  | A remote sensor designed to respond to the temperature of a space, surface, or environment. | C50121 | Probe | 918
FDA | C54577 | FDA Device Component Code Hierarchy | C50304 | Temperature Sensor | 3120 |  |  |  | A sensor designed to respond to the temperature of a space, surface, or environment. | C50166 | Sensor | 510
FDA | C54577 | FDA Device Component Code Hierarchy | C50216 | Terminal | 997 |  |  |  | An electronic device designed to provide access to a computer. | C54577 | FDA Device Component Code Hierarchy
FDA | C54577 | FDA Device Component Code Hierarchy | C50217 | Terminal Assembly | 585 |  |  |  | A part of a device that includes a terminal as part of a larger device. | C54577 | FDA Device Component Code Hierarchy
FDA | C54577 | FDA Device Component Code Hierarchy | C50218 | Terminator | 998 |  |  |  | A device designed to connect to the end of a bus network. | C54577 | FDA Device Component Code Hierarchy
FDA | C54577 | FDA Device Component Code Hierarchy | C50322 | Test Strip | 3121 |  |  |  | A piece of chemically treated medium designed to react in the presence of specific amounts of a trigger substance. | C54577 | FDA Device Component Code Hierarchy
FDA | C54577 | FDA Device Component Code Hierarchy | C50219 | Thermistor | 999 |  |  |  | A type of resistor designed from materials whose resistance varies as a function of temperature. | C54577 | FDA Device Component Code Hierarchy
FDA | C54577 | FDA Device Component Code Hierarchy | C50220 | Thermocouple | 1000 |  |  |  | A device designed for temperature acquisition consisting of two wires of different metals that are joined at both ends. | C54577 | FDA Device Component Code Hierarchy
FDA | C54577 | FDA Device Component Code Hierarchy | C50270 | Thermocouple Wire | 547 |  |  |  | A wire designed for temperature acquisition as part of a thermocouple. | C50269 | Wire | 430
FDA | C54577 | FDA Device Component Code Hierarchy | C50059 | Thermometer | 3158 |  |  |  | A device designed to measure temperature. | C50052 | Gauges/Meters | 462
FDA | C54577 | FDA Device Component Code Hierarchy | C50221 | Thermostat | 3159 |  |  |  | A device designed to regulate temperature by controlling the starting and stopping of a heating/cooling system. | C54577 | FDA Device Component Code Hierarchy
FDA | C54577 | FDA Device Component Code Hierarchy | C50323 | Thread | 3122 |  |  |  | A fine cord typically used for sewing. | C54577 | FDA Device Component Code Hierarchy
FDA | C54577 | FDA Device Component Code Hierarchy | C50222 | Thyristor | 3135 |  |  |  | A semiconductor component that is similar to a diode but that can be switched on to pass current. Once it is on it will remain on until the current flow drops below a threshold. | C54577 | FDA Device Component Code Hierarchy
FDA | C54577 | FDA Device Component Code Hierarchy | C50223 | Timer | 3136 |  |  |  | A device designed to measure a time interval. | C54577 | FDA Device Component Code Hierarchy
FDA | C54577 | FDA Device Component Code Hierarchy | C50324 | Tip | 3123 |  |  |  | The extreme end of something, especially something pointed. | C54577 | FDA Device Component Code Hierarchy
FDA | C54577 | FDA Device Component Code Hierarchy | C49879 | Tip Conductor Coil | 586 |  |  |  | A coil associated with a tip conductor voltage tester. | C49877 | Coil | 761
FDA | C54577 | FDA Device Component Code Hierarchy | C50294 | Tomographic Pallet | 3124 |  |  |  | The part of a tomography machine on which the subject lays. | C50293 | Pallet | 3095
FDA | C54577 | FDA Device Component Code Hierarchy | C50350 | T-Piece Connector | 3125 |  |  |  | A device, usually for connecting tubing, that resembles the letter T. | C49885 | Connector | 435
FDA | C54577 | FDA Device Component Code Hierarchy | C50224 | Trackball | 3137 |  |  |  | An electronic pointing device that incorporates a rotatable ball designed to detect motion of the ball in two dimensions. | C54577 | FDA Device Component Code Hierarchy
FDA | C54577 | FDA Device Component Code Hierarchy | C50225 | Transceiver | 3138 |  |  |  | An electronic device designed to be both a transmitter and a receiver. | C54577 | FDA Device Component Code Hierarchy
FDA | C54577 | FDA Device Component Code Hierarchy | C50226 | Transducer | 522 |  |  |  | An electrical device that converts one form of energy into another. | C54577 | FDA Device Component Code Hierarchy
FDA | C54577 | FDA Device Component Code Hierarchy | C50227 | Transformer | 523 |  |  |  | A device that either steps up or steps down an alternating electrical current to an output that is suitable for another electrical device. | C54577 | FDA Device Component Code Hierarchy
FDA | C54577 | FDA Device Component Code Hierarchy | C50228 | Transistor | 524 |  |  |  | A semiconductor component with three terminals that is designed to amplify a signal. It is the fundamental component of all modern circuitry. | C54577 | FDA Device Component Code Hierarchy
FDA | C54577 | FDA Device Component Code Hierarchy | C50229 | Translator | 3139 |  |  |  | A device designed to convert computer code or signals from one type to another. | C54577 | FDA Device Component Code Hierarchy
FDA | C54577 | FDA Device Component Code Hierarchy | C50230 | Transmission Line | 3140 |  |  |  | A conductor designed to transfer power or signal from one location to another. | C54577 | FDA Device Component Code Hierarchy
FDA | C54577 | FDA Device Component Code Hierarchy | C50231 | Transmitter | 3141 |  |  |  | A device to propagate electromagnetic waves. | C54577 | FDA Device Component Code Hierarchy
FDA | C54577 | FDA Device Component Code Hierarchy | C50232 | Transponder | 3142 |  |  |  | An electrical device designed to send a specific response upon receiving a specific signal. | C54577 | FDA Device Component Code Hierarchy
FDA | C54577 | FDA Device Component Code Hierarchy | C50233 | Transport | 3143 |  |  |  | Any device designed to move something. | C54577 | FDA Device Component Code Hierarchy
FDA | C54577 | FDA Device Component Code Hierarchy | C50234 | Triac | 3144 |  | Three Terminal Current Controlling Semiconductor |  | A bidirectional thyristor designed to control AC power. | C54577 | FDA Device Component Code Hierarchy
FDA | C54577 | FDA Device Component Code Hierarchy | C50235 | Trimmer | 3145 |  |  |  | A capacitor having variable capacitance or a device designed to cut something to size. | C54577 | FDA Device Component Code Hierarchy
FDA | C54577 | FDA Device Component Code Hierarchy | C50327 | Trocar | 3126 |  |  |  | A sharp, pointed rod designed to pierce the wall of a body cavity to withdraw fluid or allow placement of a catheter or other device. | C54577 | FDA Device Component Code Hierarchy
FDA | C54577 | FDA Device Component Code Hierarchy | C50236 | Tube | 525 |  |  |  | Any device or component shaped like a hollow cylinder. | C54577 | FDA Device Component Code Hierarchy
FDA | C54577 | FDA Device Component Code Hierarchy | C50237 | Tube Capillary | 587 |  |  |  | A tube with a narrow diameter designed to hold a liquid by capillary action. | C50236 | Tube | 525
FDA | C54577 | FDA Device Component Code Hierarchy | C50240 | Tuner | 3146 |  |  |  | An electronic receiver designed to capture signals of a selected frequency for amplification. | C54577 | FDA Device Component Code Hierarchy
FDA | C54577 | FDA Device Component Code Hierarchy | C50329 | Unit | 3127 |  |  |  | A largely self-contained device designed to be incorporated into a larger device. | C54577 | FDA Device Component Code Hierarchy
FDA | C54577 | FDA Device Component Code Hierarchy | C54008 | User Interface | 444 |  |  |  | A computer program that controls the interaction between a user and a system. | C50008 | Interface | 848
FDA | C54577 | FDA Device Component Code Hierarchy | C50243 | Valve | 527 |  | Valve (One-Way, Hemo, Stopcock, Etc.) |  | A mechanical device designed to control the flow of a fluid. | C54577 | FDA Device Component Code Hierarchy
FDA | C54577 | FDA Device Component Code Hierarchy | C54016 | Valve Cam | 3155 |  |  |  | A rotating disk attached to a shaft designed to control the opening and closing of a valve. | C54577 | FDA Device Component Code Hierarchy
FDA | C54577 | FDA Device Component Code Hierarchy | C50244 | Valve, Control | 529 |  |  |  | A valve designed to regulate the flow of a fluid, especially one designed to operate in response to a signal from a control system. | C50243 | Valve | 527
FDA | C54577 | FDA Device Component Code Hierarchy | C50245 | Valve, Directional | 530 |  |  |  | A valve designed to control the flow of fluid in a hydraulic system. | C50243 | Valve | 527
FDA | C54577 | FDA Device Component Code Hierarchy | C50246 | Valve, Dump | 589 |  |  |  | A outflow valve designed to quickly empty a system. | C50243 | Valve | 527
FDA | C54577 | FDA Device Component Code Hierarchy | C50247 | Valve, Exhalation | 531 |  |  |  | A valve designed to allow the escape of exhaled gases from a respirator or respiration system. | C50243 | Valve | 527
FDA | C54577 | FDA Device Component Code Hierarchy | C50248 | Valve, Flap | 532 |  |  |  | A valve that is hinged on one edge. | C50243 | Valve | 527
FDA | C54577 | FDA Device Component Code Hierarchy | C50249 | Valve, Flow | 533 |  |  |  | A valve designed to regulate the flow of fluid, especially one designed to prevent flow when a certain flow rate is exceeded. | C50243 | Valve | 527
FDA | C54577 | FDA Device Component Code Hierarchy | C50250 | Valve, Inhalation | 534 |  |  |  | A valve designed to regulate the flow of gases into a respirator or respiration system. | C50243 | Valve | 527
FDA | C54577 | FDA Device Component Code Hierarchy | C50251 | Valve, Inlet Port | 535 |  |  |  | A valve that controls the flow of fluids in through the wall of a chamber. | C50243 | Valve | 527
FDA | C54577 | FDA Device Component Code Hierarchy | C50252 | Valve, Inspiratory | 536 |  |  |  | A valve designed to regulate the flow of gases into a respirator or respiration system. | C50243 | Valve | 527
FDA | C54577 | FDA Device Component Code Hierarchy | C50253 | Valve, Outlet Port | 537 |  |  |  | A valve designed to control the flow of fluids out through the wall of a chamber. | C50243 | Valve | 527
FDA | C54577 | FDA Device Component Code Hierarchy | C50254 | Valve, PEEP (Positive End Expiratory Pressure) | 538 |  |  |  | A valve designed to work on a positive airway pressure device to maintain the positive pressure at the end of the respiratory cycle. | C50243 | Valve | 527
FDA | C54577 | FDA Device Component Code Hierarchy | C50255 | Valve, Pressure Limit | 539 |  |  |  | A valve designed to automatically open in order to maintain the pressure in a system below a specified pressure. | C50243 | Valve | 527
FDA | C54577 | FDA Device Component Code Hierarchy | C50256 | Valve, Relief | 540 |  |  |  | A valve designed to automatically open in order to maintain the pressure in a system below a specified pressure. | C50243 | Valve | 527
FDA | C54577 | FDA Device Component Code Hierarchy | C50257 | Valve, Safety | 541 |  |  |  | A valve designed to automatically open in order to maintain the pressure in a system below a specified pressure. | C50243 | Valve | 527
FDA | C54577 | FDA Device Component Code Hierarchy | C50258 | Valve, Selector | 542 |  |  |  | A valve designed to control which of several ports will be connected to a system. | C50243 | Valve | 527
FDA | C54577 | FDA Device Component Code Hierarchy | C50262 | Vaporizer | 543 |  |  |  | A device designed to convert a solution to an aerosol or mist, especially one to prepare a medication for inhaling. | C54577 | FDA Device Component Code Hierarchy
FDA | C54577 | FDA Device Component Code Hierarchy | C50263 | Varistor | 3147 |  |  |  | A semiconductor resistor device designed to have a voltage-dependent nonlinear resistance where resistance drops as the applied voltage increases. | C54577 | FDA Device Component Code Hierarchy
FDA | C54577 | FDA Device Component Code Hierarchy | C50264 | VDT (Video Display Terminal) | 588 |  |  |  | A device incorporating a cathode ray tube, a keyboard and a computer connection designed to render data from a computer system. | C54577 | FDA Device Component Code Hierarchy
FDA | C54577 | FDA Device Component Code Hierarchy | C50265 | Vibrator | 3148 |  |  |  | A mechanical device designed to create a vibratory motion. | C54577 | FDA Device Component Code Hierarchy
FDA | C54577 | FDA Device Component Code Hierarchy | C50266 | Viewer | 3149 |  |  |  |  | C54577 | FDA Device Component Code Hierarchy
FDA | C54577 | FDA Device Component Code Hierarchy | C50058 | Voltmeter | 1018 |  |  |  | A device designed to measure the voltage potential difference between points in a circuit. | C50052 | Gauges/Meters | 462
FDA | C54577 | FDA Device Component Code Hierarchy | C50267 | Washer | 3150 |  |  |  | A device designed to cleanse an object, or a flattened disk used as a mechanical seal between objects. | C54577 | FDA Device Component Code Hierarchy
FDA | C54577 | FDA Device Component Code Hierarchy | C50315 | Water Purification System | 3128 |  |  |  | A system designed to remove unwanted substances from water. | C50311 | System | 3116
FDA | C54577 | FDA Device Component Code Hierarchy | C49976 | Waveguide | 3151 |  |  |  | A material and device designed to guide and shape an electromagnetic wave. | C49974 | Guide | 829
FDA | C54577 | FDA Device Component Code Hierarchy | C50361 | Wedge Filter | 3129 |  |  |  | A filter designed so that its thickness or transmission properties increase from one edge to another. | C49956 | Filter | 816
FDA | C54577 | FDA Device Component Code Hierarchy | C89532 | Weld | 3195 |  |  |  | Any joining connection that is the result of welding 2 or more parts. | C54577 | FDA Device Component Code Hierarchy
FDA | C54577 | FDA Device Component Code Hierarchy | C51067 | Wheel | 3130 |  |  |  | A mechanical device consisting of a spoked, circular rim or solid disk designed to rotate on an axle or shaft. | C54577 | FDA Device Component Code Hierarchy
FDA | C54577 | FDA Device Component Code Hierarchy | C51069 | Wheelchair, Tires | 3131 |  |  |  | A tire designed to be mounted on a wheelchair wheel. | C54577 | FDA Device Component Code Hierarchy
FDA | C54577 | FDA Device Component Code Hierarchy | C51068 | Wheelchair, Wheels | 3132 |  |  |  | A wheel designed to be used on a wheelchair. | C51067 | Wheel | 3130
FDA | C54577 | FDA Device Component Code Hierarchy | C50268 | Window | 3152 |  |  |  | A transparent panel in a device designed for visual inspection. | C54577 | FDA Device Component Code Hierarchy
FDA | C54577 | FDA Device Component Code Hierarchy | C50269 | Wire | 430 |  |  |  | A metal strand designed for signal or power transmission or for structural or other purpose. | C54577 | FDA Device Component Code Hierarchy
FDA | C54577 | FDA Device Component Code Hierarchy | C50272 | Wiring Harness | 544 |  |  |  | A collection of grouped wires or cables designed to connect to a specific device. | C54577 | FDA Device Component Code Hierarchy
FDA | C54577 | FDA Device Component Code Hierarchy | C50273 | Yoke | 3153 |  |  |  | A structural device designed to connect multiple objects. | C54577 | FDA Device Component Code Hierarchy
FDA | C54577 | FDA Device Component Code Hierarchy | C49886 | Y-Piece Connector | 545 |  |  |  | A device, usually for connecting tubing, that resembles the letter Y. | C49885 | Connector | 435
FDA | C54451 | FDA Device Problem Code Hierarchy | C63281 | Aborted Charge | 2288 | IMDRF:A070601 | Charge, Aborted | Problem associated with the premature ending of the charging process (e.g. of a battery or other charge storage device). | Problem associated with the premature ending of the charging process (e.g. of a battery or other charge storage device). | C63026 | Charging Problem | 2892
FDA | C54451 | FDA Device Problem Code Hierarchy | C63036 | Accessory Incompatible | 1004 | IMDRF:A170101 | Accessories, Incompatible | An accessory required for the intended purpose of the device appears incompatible with device, thus compromising the intended function of the device. | An accessory required for the intended purpose of the device appears incompatible with device, thus compromising the intended function of the device. | C63020 | Component or Accessory Incompatibility | 2897
FDA | C54451 | FDA Device Problem Code Hierarchy | C96715 | Activation Failure Including Expansion Failures | 3270 | IMDRF:A150101 |  | Problem associated with the device failing to be activated including expansion. | Problem associated with the device failing to be activated including expansion. | C133631 | Activation Problem | 4042
FDA | C54451 | FDA Device Problem Code Hierarchy | C133631 | Activation Problem | 4042 | IMDRF:A1501 |  | Problem associated with the activation of the device. | Problem associated with the activation of a device. | C63013 | Activation, Positioning or Separation Problem | 2906
FDA | C54451 | FDA Device Problem Code Hierarchy | C63013 | Activation, Positioning or Separation Problem | 2906 | IMDRF:A15 |  | Problem associated with any deviations from the documented specifications of the device that relate to the sequence of events for activation, positioning or separation of device. NOTE: "Deployment" is synonymous with "activation". | Problem associated with any deviations from the documented specifications of a medical device that relate to the sequence of events for activation, positioning or separation of device. | C54451 | FDA Device Problem Code Hierarchy
FDA | C54451 | FDA Device Problem Code Hierarchy | C76126 | Adverse Event Without Identified Device or Use Problem | 2993 | IMDRF:A24 |  | An adverse event (e.g. patient harm) appears to have occurred, but there does not appear to have been a problem with the device or the way it was used. | An adverse event appears to have occurred, but there does not appear to have been a problem with a medical device or the way it was used. | C54451 | FDA Device Problem Code Hierarchy
FDA | C54451 | FDA Device Problem Code Hierarchy | C63309 | Alarm Not Visible | 1022 | IMDRF:A160101 |  | The device does not display an alarm message when required. | A device does not display an alarm message when required. | C63033 | Device Alarm System | 1012
FDA | C54451 | FDA Device Problem Code Hierarchy | C63308 | Ambient Noise Problem | 2877 | IMDRF:A1901 |  | Problem associated with any undesired acoustic energy or vibration that tends to interfere with the operation of the device. | Problem associated with any undesired acoustic energy or vibration that tends to interfere with the operation of the device. | C63209 | Environmental Compatibility Problem | 2929
FDA | C54451 | FDA Device Problem Code Hierarchy | C63307 | Ambient Temperature Problem | 2878 | IMDRF:A1902 |  | Problem associated with compromised device performance at the ambient temperature or the storage at an inappropriate ambient temperature. | Problem associated with compromised device performance at the ambient temperature or the storage at an inappropriate ambient temperature. | C63209 | Environmental Compatibility Problem | 2929
FDA | C54451 | FDA Device Problem Code Hierarchy | C64349 | Application Network Problem | 2879 | IMDRF:A1101 |  | Problem associated with the deviations from documented system specifications that affects overall system performance and/or the performance of an individual device connected to that system. | Problem associated with the deviations from documented system specifications that affects overall system performance and/or the performance of an individual medical device connected to that system. | C63269 | Computer Software Problem | 1112
FDA | C54451 | FDA Device Problem Code Hierarchy | C133578 | Application Program Freezes, Becomes Nonfunctional | 4031 | IMDRF:A110201 |  | Problem associated with freezing and becoming nonfunctional of an application program. | Problem associated with freezing and becoming nonfunctional of an application program. | C63305 | Application Program Problem | 2880
FDA | C54451 | FDA Device Problem Code Hierarchy | C63305 | Application Program Problem | 2880 | IMDRF:A1102 |  | Problem associated with the requirement for software to fulfill its function within an intended use or application. | Problem associated with the requirement for software to fulfill its function within an intended use or application. | C63269 | Computer Software Problem | 1112
FDA | C54451 | FDA Device Problem Code Hierarchy | C63220 | Application Program Problem: Dose Calculation Error | 1189 | IMDRF:A110202 | Dose Calculation Error | Problem associated with the written program code or application software used by the device to calculate specific measurements or quantities managed by the device. | Problem associated with the written program code or application software used by a device to calculate specific measurements or quantities managed by the device. | C63305 | Application Program Problem | 2880
FDA | C54451 | FDA Device Problem Code Hierarchy | C91396 | Application Program Problem: Medication Error | 3198 | IMDRF:A110203 |  | Event in which the device software results in errors of medication preparation or administration. | An error in medication preparation or administration attributed to software. | C63305 | Application Program Problem | 2880
FDA | C54451 | FDA Device Problem Code Hierarchy | C63083 | Application Program Problem: Parameter Calculation Error | 1449 | IMDRF:A110204 | Parameter Calculations, Incorrect | Problem associated with the written program code or application software used by the device to calculate parameters other than those related to dose or power. | Problem associated with the written program code or application software used by a device to calculate parameters other than those related to dose or power. | C63305 | Application Program Problem | 2880
FDA | C54451 | FDA Device Problem Code Hierarchy | C62916 | Application Program Problem: Power Calculation Error | 1473 | IMDRF:A110205 | Power, Miscalculation Of | Problem associated with the written program code or application software used by the device for calculations related to device power. | Problem associated with the written program code or application software used by a device for calculations related to device power. | C63305 | Application Program Problem | 2880
FDA | C54451 | FDA Device Problem Code Hierarchy | C63304 | Application Program Version or Upgrade Problem | 2881 | IMDRF:A110206 |  | Problem associated with installing updates to a software system that affects the device performance or communication with another device. | Problem associated with installing updates to a software system that affects a device performance or communication with another device. | C63305 | Application Program Problem | 2880
FDA | C54451 | FDA Device Problem Code Hierarchy | C63042 | Application Security Problem | 2882 | IMDRF:A110501 | Computer Virus Infection | Problem associated with the acquisition of computer programming codes that can replicate and spread from one computer system to another thereby leading to damaged software, hardware and data. | Problem associated with the acquisition of computer programming codes that can replicate and spread from one computer system to another thereby leading to damaged software, hardware and data. | C64348 | Computer System Security Problem | 2899
FDA | C54451 | FDA Device Problem Code Hierarchy | C64343 | Appropriate Term/Code Not Available | 3191 | IMDRF:A27 |  | The device problem is not adequately described by any other term. Note: this code must not be used unless there is no other feasible code. The preferred term should be documented when submitting an adverse event report. This information will be used to determine if a new term should be added to the code table. | A device problem is not adequately described by any other term. Note: this code must not be used unless there is no other feasible code. | C54451 | FDA Device Problem Code Hierarchy
FDA | C54451 | FDA Device Problem Code Hierarchy | C63301 | Arcing | 2583 | IMDRF:A0703 |  | Problem associated with electrical current flowing through a gap between two conductive surfaces, typically resulting in a visible flash of light. | Problem associated with electrical current flowing through a gap between two conductive surfaces, typically resulting in a visible flash of light. | C63007 | Electrical /Electronic Property Problem | 1198
FDA | C54451 | FDA Device Problem Code Hierarchy | C63302 | Arcing at Paddles | 1032 | IMDRF:A070301 |  | Problem associated with electrical current flowing through a gap between paddles (conductive surfaces), typically resulting in a visible flash of light. | Problem associated with electrical current flowing through a gap between paddles (conductive surfaces), typically resulting in a visible flash of light. | C63301 | Arcing | 2583
FDA | C54451 | FDA Device Problem Code Hierarchy | C63303 | Arcing of Electrodes | 2289 | IMDRF:A070302 |  | Problem associated with electrical current flowing through a gap between electrodes (conductive surfaces), typically resulting in a visible flash of light. | Problem associated with electrical current flowing through a gap between electrodes (conductive surfaces), typically resulting in a visible flash of light. | C63301 | Arcing | 2583
FDA | C54451 | FDA Device Problem Code Hierarchy | C133545 | Audible Prompt / Feedback | 4020 | IMDRF:A0901 |  | Problem with any deviation from the documented specifications of the device that relate to audible feedback. e.g. voice prompts or beeps, but not safety related alarms which are covered under "Protective Measures Problem". | Problem with any deviation from the documented specifications of a device that relates to audible feedback. | C62941 | Output Problem | 3005
FDA | C54451 | FDA Device Problem Code Hierarchy | C63290 | Backflow | 1064 | IMDRF:A140501 |  | Continuous flow of fluid (e.g. liquid, gas) against the intended flow direction. | Continuous flow of fluid (e.g. liquid, gas) against the intended flow direction. | C63110 | Improper Flow or Infusion | 2954
FDA | C54451 | FDA Device Problem Code Hierarchy | C63030 | Battery Problem | 2885 | IMDRF:A0705 |  | Problem associated with the internal power of the device (e.g. battery, transformer, fuel cell or other power sources). | Problem associated with the internal power of a device (e.g. battery, transformer, fuel cell or other power sources). | C63007 | Electrical /Electronic Property Problem | 1198
FDA | C54451 | FDA Device Problem Code Hierarchy | C64336 | Battery Problem: High Impedance | 2947 | IMDRF:A070501 |  | Problem related to increased battery internal impedance. | Problem related to increased battery internal impedance. | C63030 | Battery Problem | 2885
FDA | C54451 | FDA Device Problem Code Hierarchy | C64335 | Battery Problem: Low Impedance | 2973 | IMDRF:A070502 |  | Problem related to decreased battery internal impedance. | Problem related to decreased battery internal impedance. | C63030 | Battery Problem | 2885
FDA | C54451 | FDA Device Problem Code Hierarchy | C63294 | Biocompatibility | 2886 | IMDRF:A010101 |  | Problem associated with undesirable local or systemic effects due to exposure to medical device materials or leachates from those materials by a patient who has an implant or is receiving treatment with a device made from them. | Problem associated with undesirable local or systemic effects due to exposure to device materials or leachates from those materials by a patient who has an implant or is receiving treatment with a device made from them. | C62919 | Patient-Device Incompatibility | 2682
FDA | C54451 | FDA Device Problem Code Hierarchy | C63293 | Biofilm coating in Device | 1062 | IMDRF:A180101 | Biofilm Coating | Problem associated with the undesired introduction of a biofilm coating into or onto the device. | Problem associated with the undesired introduction of a biofilm coating into or onto the device. | C63018 | Contamination During Use | 1120
FDA | C54451 | FDA Device Problem Code Hierarchy | C63288 | Blocked Connection | 2888 | IMDRF:A1201 |  | Problem associated with linking of the device whereby their functional units set up to provide means for a transfer of fluid, gas, or data is prevented or impeded. | Problem associated with linking of a device whereby their functional units set up to provide means for a transfer of fluid, gas, or data is prevented or impeded. | C62952 | Connection Problem | 2900
FDA | C54451 | FDA Device Problem Code Hierarchy | C62973 | Break | 1069 | IMDRF:A0401 | Device Breakage¦Material Break | Problem associated with undesired damage or breakage of those materials used in the device construction. | Problem associated with undesired damage or breakage of those materials used in the device construction. | C62968 | Material Integrity Problem | 2978
FDA | C54451 | FDA Device Problem Code Hierarchy | C62972 | Burst Container or Vessel | 1074 | IMDRF:A0402 | Material Burst | Problem associated with the pressure inside a vessel or container rising to such a degree that the container ruptures. | Problem associated with the pressure inside a vessel or container rising to such a degree that the container ruptures. | C62968 | Material Integrity Problem | 2978
FDA | C54451 | FDA Device Problem Code Hierarchy | C63285 | Calcified | 1077 | IMDRF:A040501 | Calcification¦Calcified Material | Problem associated with buildup of calcium salts on the device. | Problem associated with buildup of calcium salts on a device. | C62970 | Degraded | 1153
FDA | C54451 | FDA Device Problem Code Hierarchy | C63028 | Calibration Problem | 2890 | IMDRF:A08 |  | Problem associated with the operation of the device, related to its accuracy, and associated with the calibration of the device. | Problem associated with the operation of a device, related to its accuracy, and associated with the calibration of the device. | C54451 | FDA Device Problem Code Hierarchy
FDA | C54451 | FDA Device Problem Code Hierarchy | C63283 | Capacitative Coupling | 1079 | IMDRF:A072101 |  | Problem associated with the transfer of energy within an electrical network by means of the capacitance between circuit nodes. It occurs when energy is coupled from one circuit to another through an electric field. | Problem associated with the transfer of energy within an electrical network by means of the capacitance between circuit nodes. It occurs when energy is coupled from one circuit to another through an electric field. | C63277 | Circuit Failure | 1089
FDA | C54451 | FDA Device Problem Code Hierarchy | C63027 | Capturing Problem | 2891 | IMDRF:A0701 |  | Problem associated with the inability of the device to achieve successful depolarization and contraction of a cardiac chamber caused by a pacemaker output pulse. | Problem associated with the inability of the device to achieve successful depolarization and contraction of a cardiac chamber caused by a pacemaker output pulse. | C63007 | Electrical /Electronic Property Problem | 1198
FDA | C54451 | FDA Device Problem Code Hierarchy | C63026 | Charging Problem | 2892 | IMDRF:A0706 |  | Problem associated with the inability of the device to successfully charge an electrical source. | Problem associated with the inability of a device to successfully charge an electrical source. | C63007 | Electrical /Electronic Property Problem | 1198
FDA | C54451 | FDA Device Problem Code Hierarchy | C62945 | Chemical Problem | 2893 | IMDRF:A03 |  | Problem associated with any from the documented specifications of the device that relate to any chemical characterization, i.e., element, compound, or mixture. | Problem associated with any from the documented specifications of a device that relate to any chemical characterization, i.e., element, compound, or mixture. | C54451 | FDA Device Problem Code Hierarchy
FDA | C54451 | FDA Device Problem Code Hierarchy | C63277 | Circuit Failure | 1089 | IMDRF:A0721 |  | Problem associated with a failure of the internal network paths or electrical circuitry (i.e. electrical components, circuit boards, wiring). | Problem associated with a failure of the internal network paths or electrical circuitry (i.e. electrical components, circuit boards, wiring). | C63007 | Electrical /Electronic Property Problem | 1198
FDA | C54451 | FDA Device Problem Code Hierarchy | C63275 | Clumping in Device or Device Ingredient | 1095 | IMDRF:A030201 | Clumping | Problem associated with the aggregation of particles into irregular masses. | Problem associated with the aggregation of particles into irregular masses. | C62982 | Device Ingredient or Reagent Problem | 2910
FDA | C54451 | FDA Device Problem Code Hierarchy | C63274 | Coagulation in Device or device Ingredient | 1096 | IMDRF:A030202 | Coagulation | Problem associated with the undesired characterization of congealing, solidifying, thickening, curdling. | Problem associated with the undesired characterization of congealing, solidifying, thickening, curdling. | C62982 | Device Ingredient or Reagent Problem | 2910
FDA | C54451 | FDA Device Problem Code Hierarchy | C63272 | Collapse | 1099 | IMDRF:A051101 |  | Problem associated with the buckling or crushing of material from external forces. | Problem associated with the buckling or crushing of material from external forces. | C62923 | Structural Problem | 2506
FDA | C54451 | FDA Device Problem Code Hierarchy | C63271 | Communication or Transmission Problem | 2896 | IMDRF:A13 |  | Problem associated with the device sending or receiving signals or data. This includes transmission among internal components of the device to which the device is intended to communicate. | Problem associated with a device sending or receiving signals or data. This includes transmission among internal components of the device to which the device is intended to communicate. | C54451 | FDA Device Problem Code Hierarchy
FDA | C54451 | FDA Device Problem Code Hierarchy | C62983 | Compatibility Problem | 2960 | IMDRF:A17 | Compatibility | Problem associated with compatibility between device, patients or substances (medication, body fluid, etc.) | Problem associated with compatibility between device, patients or substances (medication, body fluid, etc.). | C54451 | FDA Device Problem Code Hierarchy
FDA | C54451 | FDA Device Problem Code Hierarchy | C63024 | Complete Blockage | 1094 | IMDRF:A140901 | Clogged | Problem related to an obstruction or blockage within the device component (e.g. tube, opening, pipe) that results in no flow. | Problem related to an obstruction or blockage within the device component (e.g. tube, opening, pipe) that results in no flow. | C62897 | Obstruction of Flow | 2423
FDA | C54451 | FDA Device Problem Code Hierarchy | C133517 | Complete Loss of power | 4015 | IMDRF:A070801 |  | Problem associated with the lack of power to run the device. | Problem associated with the lack of power to run a device. | C63025 | Power Problem | 3010
FDA | C54451 | FDA Device Problem Code Hierarchy | C63022 | Component Incompatible | 1108 | IMDRF:A170102 | Component(s), Incompatible | A component required for the proper functioning of the device is not compatible with other components or subassemblies of the device, thus compromising the intended function of the device. | A component required for the proper functioning of a device is not compatible with other components or subassemblies of a device, thus compromising the intended function of a device. | C63020 | Component or Accessory Incompatibility | 2897
FDA | C54451 | FDA Device Problem Code Hierarchy | C133498 | Component Misassembled | 4004 | IMDRF:A020601 |  | A device found to have one or more components incorrectly assembled when delivered to the user facility. | A device is found to have one or more components incorrectly assembled when delivered to the user facility. | C62957 | Device Misassembled During Manufacturing / Shipping | 2912
FDA | C54451 | FDA Device Problem Code Hierarchy | C63021 | Component Missing | 2306 | IMDRF:A020602 | Components, Missing | A device component(s) found to be missing when delivered to the user facility. | A device component(s) found to be missing when delivered to the user facility. | C62957 | Device Misassembled During Manufacturing / Shipping | 2912
FDA | C54451 | FDA Device Problem Code Hierarchy | C63020 | Component or Accessory Incompatibility | 2897 | IMDRF:A1701 |  | Problem associated with the incompatibility of any device while being operated in the same use environment thereby leading to a dysfunction between the devices. | Problem associated with the incompatibility of any device while being operated in the same use environment thereby leading to a dysfunction between the devices. | C62983 | Compatibility Problem | 2960
FDA | C54451 | FDA Device Problem Code Hierarchy | C63270 | Computer Operating System Problem | 2898 | IMDRF:A1104 |  | Problem associated with software, firmware, and/or hardware elements that control the execution of computer programs and provides such services as computer resource allocation, job control, input/output control, and file management in a computer system. | Problem associated with software, firmware, and/or hardware elements that control the execution of computer programs and provides such services as computer resource allocation, job control, input/output control, and file management in a computer system. | C63269 | Computer Software Problem | 1112
FDA | C54451 | FDA Device Problem Code Hierarchy | C63269 | Computer Software Problem | 1112 | IMDRF:A11 | Computer Software Error | Problem associated with written programs, codes, and/or software system that affects device performance or communication with another device. | Issue associated with written programs, codes, and/or software system that affects device performance or communication with another device. | C54451 | FDA Device Problem Code Hierarchy
FDA | C54451 | FDA Device Problem Code Hierarchy | C64348 | Computer System Security Problem | 2899 | IMDRF:A1105 |  | Problem associated with unauthorized access to or modification of a software system resulting in a loss of confidentiality, integrity, or availability of written program code, application software, or data or entire device. | Problem associated with unauthorized access to or modification of a software system resulting in a loss of confidentiality, integrity, or availability of written program code, application software, or data or entire device. | C63269 | Computer Software Problem | 1112
FDA | C54451 | FDA Device Problem Code Hierarchy | C62952 | Connection Problem | 2900 | IMDRF:A12 |  | Problem associated with linking of the device and/or the functional units set up to provide means for a transfer of liquid, gas, electricity or data. | Problem associated with linking of a device and/or the functional units set up to provide means for a transfer of liquid, gas, electricity or data. | C54451 | FDA Device Problem Code Hierarchy
FDA | C54451 | FDA Device Problem Code Hierarchy | C63276 | Contamination / decontamination Problem | 2895 | IMDRF:A18 |  | Problem associated with the presence of any unexpected foreign substance found in the device, on its surface or in the package materials, which may affect performance or intended use of the device, or problem that compromise effective decontamination of the device. | Problem associated with the presence of any unexpected foreign substance found in a device, on its surface or in the package materials, which may affect performance or intended use of the device, or problem that compromise effective decontamination of the device. | C54451 | FDA Device Problem Code Hierarchy
FDA | C54451 | FDA Device Problem Code Hierarchy | C63018 | Contamination During Use | 1120 | IMDRF:A1801 | Contamination | Problem associated with the undesired introduction of impurities either chemical or microbiological in nature, or of foreign matter into or onto the device at the user facility. | Problem associated with the undesired introduction of impurities either chemical or microbiological in nature, or of foreign matter into or onto a device at the user facility. | C63276 | Contamination / decontamination Problem | 2895
FDA | C54451 | FDA Device Problem Code Hierarchy | C63266 | Contamination of Device Ingredient or Reagent | 2901 | IMDRF:A180102 |  | Problem associated with the undesired introduction of impurities either chemical or microbiological in nature, or of foreign matter into or onto the device ingredient or reagent. | Problem associated with the undesired introduction of impurities either chemical or microbiological in nature, or of foreign matter into or onto the device ingredient or reagent. | C63018 | Contamination During Use | 1120
FDA | C54451 | FDA Device Problem Code Hierarchy | C63265 | Continuous Firing | 1123 | IMDRF:A0702 |  | Problem associated with the excessive production of electrical impulses over a period. | Problem associated with the excessive production of electrical impulses over a period. | C63007 | Electrical /Electronic Property Problem | 1198
FDA | C54451 | FDA Device Problem Code Hierarchy | C63263 | Corroded | 1131 | IMDRF:A040502 | Corrode | Problem associated with the chemical or electrochemical reaction between materials, usually a metal and its environment that produces a deterioration of the metal and its properties. | Problem associated with the chemical or electrochemical reaction between materials, usually a metal and its environment that produces a deterioration of the metal and its properties. | C62970 | Degraded | 1153
FDA | C54451 | FDA Device Problem Code Hierarchy | C62971 | Crack | 1135 | IMDRF:A0404 | Crack(s)¦Material Crack | Problem associated with an undesired partial separation and/or a visible opening along the length or width in the materials that are used in the device construction. | Problem associated with an undesired partial separation and/or a visible opening along the length or width in the materials that are used in the device construction. | C62968 | Material Integrity Problem | 2978
FDA | C54451 | FDA Device Problem Code Hierarchy | C63261 | Cross Reactivity | 1137 | IMDRF:A030204 |  | Problem associated with the degree to which an antibody or antigen participates in cross reactions. | Problem associated with the degree to which an antibody or antigen participates in cross reactions. | C62982 | Device Ingredient or Reagent Problem | 2910
FDA | C54451 | FDA Device Problem Code Hierarchy | C63258 | Data Back-Up Problem | 2902 | IMDRF:A1106 |  | Problems relating to a system, component, file, procedure, or person available to replace or help restore a primary item in the event of a failure or externally caused disaster. | Problems relating to a system, component, file, procedure, or person available to replace or help restore a primary item in the event of a failure or externally caused disaster. | C63269 | Computer Software Problem | 1112
FDA | C54451 | FDA Device Problem Code Hierarchy | C91397 | Data Problem | 3196 | IMDRF:A1107 |  | Event in which data (charting, orders, results) is not correctly stored, transferred, updated, or displayed. | Event in which data (charting, orders, results) is not correctly stored, transferred, updated, or displayed. | C63269 | Computer Software Problem | 1112
FDA | C54451 | FDA Device Problem Code Hierarchy | C67508 | Date/Time-Related Software Problem | 2582 | IMDRF:A1108 |  | Problem associated with programming of calendar dates and/or time as a factor in the operation of the device. | Problem associated with programming of calendar dates and/or time as a factor in the operation of the device. | C63269 | Computer Software Problem | 1112
FDA | C54451 | FDA Device Problem Code Hierarchy | C63256 | Decoupling | 1145 | IMDRF:A1202 |  | Problem associated with the device being unassociated in such a way that fluid, gas, power or signal information may not be transferred from one to another. | Problem associated with the device being unassociated in such a way that fluid, gas, power or signal information may not be transferred from one device to another. | C62952 | Connection Problem | 2900
FDA | C54451 | FDA Device Problem Code Hierarchy | C63255 | Decrease in Pressure | 1490 | IMDRF:A141101 | Pressure, Decrease In | Unintended decrease in pressure, compromising the device's intended function. | Unintended decrease in pressure, compromising a medical device's intended function. | C62934 | Pressure Problem | 3012
FDA | C54451 | FDA Device Problem Code Hierarchy | C63254 | Decrease in Suction | 1146 | IMDRF:A141301 | Aspiration, Incomplete¦Incomplete Aspiration¦Suction, Decrease In | Problem associated with the removal of fluid or gas from a body cavity due to decreased suction. | Problem associated with the removal of fluid or gas from a body cavity due to decreased suction. | C62833 | Suction Problem | 2170
FDA | C54451 | FDA Device Problem Code Hierarchy | C63252 | Decreased Pump Speed | 1500 | IMDRF:A141201 | Pump Speed, Decreased | Unintended decrease in pump speed and hence, probably, flow rate, compromising the intended function of the device. | Unintended decrease in pump speed and subsequent flow rate, compromising the intended function of a medical device. | C62860 | Pumping Problem | 3016
FDA | C54451 | FDA Device Problem Code Hierarchy | C63253 | Decreased Sensitivity | 2534 | IMDRF:A070901 | Sensitivity, Decreased¦Undersensing | Problem with the device being less sensitive to an input than intended or expected. | Problem with a medical device being less sensitive to an input than intended or expected. | C63238 | Device Sensing Problem | 2917
FDA | C54451 | FDA Device Problem Code Hierarchy | C63251 | Defective Alarm | 1014 | IMDRF:A160106 | Alarm, Defective | The device alarm does not operate as expected and/or in agreement with device's specifications. | The device alarm does not operate as expected and/or in agreement with device's specifications. | C63033 | Device Alarm System | 1012
FDA | C54451 | FDA Device Problem Code Hierarchy | C63023 | Defective Component | 2292 | IMDRF:A0202 | Components, Defective | Problem associated with a device component having flaws of dimensional deviations greater than acceptable for the intended use. | Problem associated with a device component having flaws of dimensional deviations greater than acceptable for the intended use. | C63041 | Manufacturing, Packaging or Shipping Problem | 2975
FDA | C54451 | FDA Device Problem Code Hierarchy | C63250 | Defective Device | 2588 | IMDRF:A0203 | Device, Defective | Problem associated with having flaws or dimensional deviations greater than acceptable for the intended use of the device. | Problem associated with having flaws or dimensional deviations greater than acceptable for the intended use of the device. | C63041 | Manufacturing, Packaging or Shipping Problem | 2975
FDA | C54451 | FDA Device Problem Code Hierarchy | C63158 | Defibrillation Problem | 1573 | IMDRF:A0713 | Shock, Failure To Deliver | Problem associated with the inability of the device to provide an appropriate or successful electrical shock. | Problem associated with the inability of the device to provide an appropriate or successful electrical shock. | C63007 | Electrical /Electronic Property Problem | 1198
FDA | C54451 | FDA Device Problem Code Hierarchy | C63249 | Deflation Problem | 1149 | IMDRF:A1401 | Deflation Difficulties | Problem associated with the inability of the device to release its contents. | Problem associated with the inability of the device to release its contents. | C63075 | Infusion or Flow Problem | 2964
FDA | C54451 | FDA Device Problem Code Hierarchy | C63287 | Deformation Due to Compressive Stress | 2889 | IMDRF:A040601 |  | Problem associated with an undesired bulge, bend, bow, kink, or wavy condition observed in the device material resulting from compressive stresses. | Problem associated with an undesired bulge, bend, bow, kink, or wavy condition observed in the device material resulting from compressive stresses. | C63248 | Material Deformation | 2976
FDA | C54451 | FDA Device Problem Code Hierarchy | C62970 | Degraded | 1153 | IMDRF:A0405 | Material Degradation | Problem associated with a undesired change in the chemical structure, physical properties, or appearance in the materials that are used in the device construction. | Problem associated with a undesired change in the chemical structure, physical properties, or appearance in the materials that are used in the device construction. | C62968 | Material Integrity Problem | 2978
FDA | C54451 | FDA Device Problem Code Hierarchy | C63247 | Delayed Alarm | 1011 | IMDRF:A160104 | Alarm, Delayed | The device alarm system operates with delay. | A device alarm system operates with delay. | C63033 | Device Alarm System | 1012
FDA | C54451 | FDA Device Problem Code Hierarchy | C63280 | Delayed Charge Time | 2586 | IMDRF:A070602 | Charge Times, Delayed | Problem associated with an unexpected amount of time required to charge the device (e.g. a delay in starting charging or a longer than expected charge time). | Problem associated with an unexpected amount of time required to charge the device (e.g. a delay in starting charging or a longer than expected charge time). | C63026 | Charging Problem | 2892
FDA | C54451 | FDA Device Problem Code Hierarchy | C133599 | Delayed Program or Algorithm Execution | 4034 | IMDRF:A110301 |  | Problem associated with delayed execution relating to program or algorithm. | Problem associated with a delayed execution relating to program or algorithm. | C133593 | Program or Algorithm Execution Problem | 4033
FDA | C54451 | FDA Device Problem Code Hierarchy | C63014 | Delivered as Unsterile Product | 1421 | IMDRF:A020701 | Nonsterility | Problem associated with a device being received in such a manner to indicate that its sterility has been compromised (e.g. sterile packaging breached, visible contaminate present). | Problem associated with a device being received in such a manner to indicate that its sterility has been compromised (e.g. sterile packaging breached, visible contaminate present). | C62925 | Shipping Damage or Problem | 1570
FDA | C54451 | FDA Device Problem Code Hierarchy | C63245 | Dent in Material | 2526 | IMDRF:A040602 | Dent | Problem associated with a undesired change in shape, characterized by the presence of a slight hollow (dent) in the device surface. | Problem associated with a undesired change in shape, characterized by the presence of a slight hollow (dent) in the device surface. | C63248 | Material Deformation | 2976
FDA | C54451 | FDA Device Problem Code Hierarchy | C63242 | Detachment of Device or device Component | 2907 | IMDRF:A0501 | Device Or Device Component Detached | Problem associated with the separation of the device from its physical construct, integrity, or chassis. | Problem associated with the separation of the device from its physical construct, integrity, or chassis. | C62961 | Mechanical Problem | 1384
FDA | C54451 | FDA Device Problem Code Hierarchy | C63033 | Device Alarm System | 1012 | IMDRF:A1601 | Alarm Failure¦Alarm, Failure To | Problem associated with the alarm system of the device. | Problem associated with the alarm system of the device. | C62932 | Protective Measures Problem | 3015
FDA | C54451 | FDA Device Problem Code Hierarchy | C62853 | Device Appears to Trigger Rejection | 1524 | IMDRF:A010102 |  | The device appears to elicit undesired response in the patient to the presence of an implanted or invasive device, without inherent device failure, e.g. fibrous encapsulation, or inflammation of the tissue around the device, or extrusion of the device. | The device appears to elicit undesired response in the patient to the presence of an implanted or invasive device, without inherent device failure, e.g. fibrous encapsulation, or inflammation of the tissue around the device, or extrusion of the device. | C62919 | Patient-Device Incompatibility | 2682
FDA | C54451 | FDA Device Problem Code Hierarchy | C63019 | Device Contaminated during manufacture or shipping | 2969 | IMDRF:A1802 |  | Problem associated with the presence of any unexpected foreign substance found on the surface or in the package materials, which may affect optimal performance for its intended use. | Problem associated with the presence of any unexpected foreign substance found on the surface or in the package materials, which may affect optimal performance for its intended use. | C63276 | Contamination / decontamination Problem | 2895
FDA | C54451 | FDA Device Problem Code Hierarchy | C63016 | Device Contamination with Body Fluid | 2317 | IMDRF:A180103 | Blood Contaminated Device | Problem associated with the undesired presence of body fluid in/on the device, which are not part of the documented device specifications and requirements. | Problem associated with the undesired presence of body fluid in/on the device, which are not part of the documented device specifications and requirements. | C63018 | Contamination During Use | 1120
FDA | C54451 | FDA Device Problem Code Hierarchy | C63133 | Device Contamination with Chemical or Other Material | 2944 | IMDRF:A180104 | Foreign Material | Problem associated with contamination of the device with chemical substance or other non biologic material. | Problem associated with contamination of a device with a chemical substance or other non biologic material. | C63018 | Contamination During Use | 1120
FDA | C54451 | FDA Device Problem Code Hierarchy | C62951 | Device Damaged by Another Device | 2915 | IMDRF:A0502 |  | Problem associated with one device causing harm to another device. | Problem associated with one device causing harm to another device. | C62961 | Mechanical Problem | 1384
FDA | C54451 | FDA Device Problem Code Hierarchy | C63015 | Device Damaged Prior to Use | 2284 | IMDRF:A0204 | Damage, Internal/External¦Damaged Item¦Item Damaged Prior To Use | Problem associated with packaging or shipping damage prior to the use of the device. | Problem associated with packaging or shipping damage prior to the use of a device. | C63041 | Manufacturing, Packaging or Shipping Problem | 2975
FDA | C54451 | FDA Device Problem Code Hierarchy | C79146 | Device Difficult to Maintain | 3134 | IMDRF:A2203 |  | Problem associated with the user's ability to service the device according to the manufacturer specifications relating to the device routine maintenance, i.e., periodic inspection, failure detection, repair, and care of the device to sustain or restore acceptable operating conditions. | Problem associated with the user's ability to service a medical device according to the manufacturer specifications relating to a routine device maintenance, i.e., periodic inspection, failure detection, repair, and care of the device to sustain or restore acceptable operating conditions. | C76121 | Human-Device Interface Problem | 2949
FDA | C54451 | FDA Device Problem Code Hierarchy | C64339 | Device Difficult to Program or Calibrate | 1496 | IMDRF:A2202 | Program, Difficult To | The device is difficult to program, calibrate or set to desired state, even by appropriately trained user/operator. | The device that is difficult to program, calibrate or set to desired state, even by appropriately trained user/operator. | C76121 | Human-Device Interface Problem | 2949
FDA | C54451 | FDA Device Problem Code Hierarchy | C63010 | Device Difficult to Setup or Prepare | 1487 | IMDRF:A2201 | Prep, Difficult To | Problem associated with the use of the device in terms of user experiencing difficulty in preparing device for use, even if the operation is being performed according to labeled instructions for use. | Problem associated with the use of the device in terms of user experiencing difficulty in preparing device for use, even if the operation is being performed according to labeled instructions for use. | C76121 | Human-Device Interface Problem | 2949
FDA | C54451 | FDA Device Problem Code Hierarchy | C62950 | Device Dislodged or Dislocated | 2923 | IMDRF:A051201 |  | Problems associated with the device not remaining in an expected location. | Problems associated with the device not remaining in an expected location. | C62814 | Unintended Movement | 3026
FDA | C54451 | FDA Device Problem Code Hierarchy | C63205 | Device Displays Incorrect Message | 2591 | IMDRF:A090201 |  | Problem associated with providing incorrect display information. | Problem associated with providing incorrect display information. | C63088 | Display or Visual Feedback Problem | 1184
FDA | C54451 | FDA Device Problem Code Hierarchy | C63004 | Device Emits Odor | 1425 | IMDRF:A0301 |  | Problem associated with an unexpected or inappropriate smell released by the device. | Problem associated with an unexpected or inappropriate smell released by the device. | C62945 | Chemical Problem | 2893
FDA | C54451 | FDA Device Problem Code Hierarchy | C133516 | Device Fell | 4014 | IMDRF:A051203 |  | Problem associated with the device or a component unexpectedly being dropped or moving down from an intended place. | Problem associated with the device or a component unexpectedly being dropped or moving down from an intended place. | C62814 | Unintended Movement | 3026
FDA | C54451 | FDA Device Problem Code Hierarchy | C95879 | Device Handling Problem | 3265 | IMDRF:A2301 |  | Handling of the device not in accordance with specification, prior to use on the patient. | Handling of the device not in accordance with specification, prior to use on the patient. | C63318 | Use of Device Problem | 1670
FDA | C54451 | FDA Device Problem Code Hierarchy | C62982 | Device Ingredient or Reagent Problem | 2910 | IMDRF:A0302 |  | Problem associated with any deviations from the documented specifications of the device that relate to any ingredient or reagent characterization. | Problem associated with any deviations from the documented specifications of the device that relate to any ingredient or reagent characterization. | C62945 | Chemical Problem | 2893
FDA | C54451 | FDA Device Problem Code Hierarchy | C62976 | Device Markings / Labelling Problem | 2911 | IMDRF:A2101 |  | Problem associated with the written, printed or graphic material accompanying or affixed to the device or any of its packaging. This includes verbal instructions relating to identification, technical description, and usage provided by the device manufacturers. Problems can include but are not limited to this material being unclear, missing, worn out, incorrect or inaccurate. | Problem associated with the written, printed or graphic material accompanying or affixed to the device or any of its packaging. This includes verbal instructions relating to identification, technical description, and usage provided by a medical device manufacturers. Problems can include but are not limited to this material being unclear, missing, worn out, incorrect or inaccurate. | C63072 | Labelling, Instructions for Use or Training Problem | 1318
FDA | C54451 | FDA Device Problem Code Hierarchy | C62957 | Device Misassembled During Manufacturing / Shipping | 2912 | IMDRF:A0206 |  | A device found incorrectly assembled when delivered to the user facility. | A device found incorrectly assembled when delivered to the user facility. | C63041 | Manufacturing, Packaging or Shipping Problem | 2975
FDA | C54451 | FDA Device Problem Code Hierarchy | C62931 | Device Remains Activated | 1525 | IMDRF:A071801 |  | Problem associated with the device continuing to be in an active state after deactivation was requested. | Problem associated with the device continuing to be in an active state after deactivation was requested. | C62988 | Failure to Shut Off | 2939
FDA | C54451 | FDA Device Problem Code Hierarchy | C63099 | Device Reprocessing Problem | 1091 | IMDRF:A1803 | Clean, Failure To¦Cleaning, Inadequate | Problem associated with a failure during any step of reprocessing process (cleaning, disinfection, packaging, labeling, sterilization) of a used or opened from its original packaging, but unused, device. | Problem associated with a failure during any step of reprocessing process (cleaning, disinfection, packaging, labeling, sterilization) of a used or opened from its original packaging, but unused, device. | C63276 | Contamination / decontamination Problem | 2895
FDA | C54451 | FDA Device Problem Code Hierarchy | C63238 | Device Sensing Problem | 2917 | IMDRF:A0709 |  | Problem associated with the device feature that are designed to respond to a physical stimulus (temperature, illumination, motion, cardiac rhythms) and that do not transmit a resulting signal for interpretation or measurement. | Problem associated with the device feature that are designed to respond to a physical stimulus (temperature, illumination, motion, cardiac rhythms) and that do not transmit a resulting signal for interpretation or measurement. | C63007 | Electrical /Electronic Property Problem | 1198
FDA | C54451 | FDA Device Problem Code Hierarchy | C62840 | Device Slipped | 1584 | IMDRF:A051204 | Slippage | Problem associated with the device moving or sliding from the intended position. | Problem associated with the device moving or sliding from the intended position. | C62814 | Unintended Movement | 3026
FDA | C54451 | FDA Device Problem Code Hierarchy | C62921 | Device Tipped Over | 2589 | IMDRF:A051202 | Device Tipover | Problem associated with the inability of the device to stay in an upright position. | Problem associated with the inability of the device to stay in an upright position. | C62814 | Unintended Movement | 3026
FDA | C54451 | FDA Device Problem Code Hierarchy | C73118 | Device Unsafe to Use in Environment | 2918 | IMDRF:A1907 |  | Problem associated with environmental condition that results in the unsafe use of the device. (e.g. electromagnetic fields, noise, vibration, microbiological contamination etc.) | Problem associated with environmental condition that results in the unsafe use of the device. (e.g. electromagnetic fields, noise, vibration, microbiological contamination etc.). | C63209 | Environmental Compatibility Problem | 2929
FDA | C54451 | FDA Device Problem Code Hierarchy | C63236 | Device-Device Incompatibility | 2919 | IMDRF:A1702 |  | Problem associated with the incompatibility of two or more devices while being operated in the same use environment thereby leading to a dysfunction of more than one device. | The inability of two or more devices to work together. | C62983 | Compatibility Problem | 2960
FDA | C54451 | FDA Device Problem Code Hierarchy | C63035 | Difficult or Delayed Activation | 2577 | IMDRF:A150102 | Activation, Difficult /Delayed¦Activation, Difficult Or Delayed | Problem associated with delayed or difficult activation of the device. | Problem associated with delayed or difficult activation of the device. | C133631 | Activation Problem | 4042
FDA | C54451 | FDA Device Problem Code Hierarchy | C63244 | Difficult or Delayed Positioning | 1157 | IMDRF:A150203 | Deploy, Difficult To | Problem associated with users experiencing difficulty or delay to position the device to a specified location. | Problem associated with users experiencing difficulty or delay to position the device to a specified location. | C63034 | Positioning Problem | 3009
FDA | C54451 | FDA Device Problem Code Hierarchy | C133633 | Difficult or Delayed Separation | 4044 | IMDRF:A150302 |  | Problem associated with users experiencing difficulty or delay with detachment or separation of the device. | Problem associated with users experiencing difficulty or delay with detachment or separation of the device. | C133632 | Separation Problem | 4043
FDA | C54451 | FDA Device Problem Code Hierarchy | C63235 | Difficult to Advance | 2920 | IMDRF:A150205 |  | Problem associated with difficulty moving the device to an intended location (e.g. difficulty in advancing guide wire). | Problem associated with difficulty moving the device to an intended location (e.g. difficulty in advancing guide wire). | C63034 | Positioning Problem | 3009
FDA | C54451 | FDA Device Problem Code Hierarchy | C63317 | Difficult to Flush | 1251 | IMDRF:A1410 | Flush, Difficult To | The device is difficult to flush, possibly indicating an obstruction within device. | The device that is difficult to flush, possibly indicating an obstruction within device. | C63075 | Infusion or Flow Problem | 2964
FDA | C54451 | FDA Device Problem Code Hierarchy | C63234 | Difficult to Fold or Unfold | 1254 | IMDRF:A051103 | Fold, Difficult To | Problem associated with the use of the device in terms of user experiencing difficulty to close or to spread out/extend length of the device, even if the operation is being performed according to labeled instructions for use. | Problem associated with the use of the device in terms of the user experiencing difficulty to close or to spread out/extend length of the device, even if the operation is being performed according to labeled instructions for use. | C62923 | Structural Problem | 2506
FDA | C54451 | FDA Device Problem Code Hierarchy | C63233 | Difficult to Insert | 1316 | IMDRF:A150206 | Insertion Difficulties | Problem associated with problems introducing or inserting the device, even if the user is operating the device in accordance with the instructions for use or labeling. | Problem associated with problems introducing or inserting the device, even if the user is operating the device in accordance with the instructions for use or labeling. | C63034 | Positioning Problem | 3009
FDA | C54451 | FDA Device Problem Code Hierarchy | C63232 | Difficult to Interrogate | 1331 | IMDRF:A071101 | Interrogate, Difficult To | Problem associated with difficulty of a transponder system to trigger a response. | Problem associated with difficulty of a transponder system to trigger a response. | C133523 | Interrogation Problem | 4017
FDA | C54451 | FDA Device Problem Code Hierarchy | C63012 | Difficult to Open or Close | 2921 | IMDRF:A051104 |  | Problem associated with the use of the device in terms of user experiencing difficulty opening and closing the device, even if the operation is being performed according to labeled instructions for use. | Problem associated with the use of the device in terms of user experiencing difficulty opening and closing the device, even if the operation is being performed according to labeled instructions for use. | C62923 | Structural Problem | 2506
FDA | C54451 | FDA Device Problem Code Hierarchy | C63231 | Difficult to Open or Remove Packaging Material | 2922 | IMDRF:A020501 |  | Problem associated with difficulty for users to operate the device, specifically as it relates to the opening or removal of the outer wrapping. | Problem associated with difficulty for users to operate the device, specifically as it relates to the opening or removal of the outer wrapping. | C62939 | Packaging Problem | 3007
FDA | C54451 | FDA Device Problem Code Hierarchy | C63228 | Difficult to Remove | 1528 | IMDRF:A150207 | Removal Difficulties | Problem associated with the use of the device in terms of user experiencing difficulty to take out or get rid of the device, even if the user is operating device in accordance with the instructions for use or labeling. | Problem associated with the use of the device in terms of user experiencing difficulty to take out or get rid of the device, even if the user is operating device in accordance with the instructions for use or labeling. | C63034 | Positioning Problem | 3009
FDA | C54451 | FDA Device Problem Code Hierarchy | C63223 | Disconnection | 1171 | IMDRF:A1203 | Broken Connection¦Disconnect | Problem associated with the linking of the device having a sufficient open space to prevent gas, liquid or electrical current flow between connectors. | Problem associated with the linking of the device having a sufficient open space to prevent gas, liquid or electrical current flow between connectors. | C62952 | Connection Problem | 2900
FDA | C54451 | FDA Device Problem Code Hierarchy | C63221 | Display Difficult to Read | 1181 | IMDRF:A090202 |  | Problem associated with legibility of the display, compromising for instance the reading/interpretation of patient parameters or test results. Legibility problems can be due to color, size of font, display screen contrast or other factors. | Problem associated with legibility of the device display, compromising for instance, the reading/interpretation of patient parameters or test results. Legibility problems can be due to color, size of font, display screen contrast or other factors. | C63088 | Display or Visual Feedback Problem | 1184
FDA | C54451 | FDA Device Problem Code Hierarchy | C63088 | Display or Visual Feedback Problem | 1184 | IMDRF:A0902 | Display, Incorrect | Problem with any deviation from the documented specifications of the device that relate to visual feedback. e.g. the display of information, images on a screen, or output from the device. | Problem with any deviation from the documented specifications of the device that relate to visual feedback. e.g. the display of information, images on a screen, or output from the device. | C62941 | Output Problem | 3005
FDA | C54451 | FDA Device Problem Code Hierarchy | C63219 | Dull, Blunt | 2407 | IMDRF:A020101 |  | Problem associated with a device not being as sharp as intended or expected. | Problem associated with a device not being as sharp as intended or expected. | C62948 | Product Quality Problem | 1506
FDA | C54451 | FDA Device Problem Code Hierarchy | C133510 | Ejection Problem | 4009 | IMDRF:A0503 |  | Problems associated with the inability of or unexpected removal or separation of the device from its physical location. | Problems associated with the inability of or unexpected removal or separation of the device from its physical location. | C62961 | Mechanical Problem | 1384
FDA | C54451 | FDA Device Problem Code Hierarchy | C63007 | Electrical /Electronic Property Problem | 1198 | IMDRF:A07 | Device Electrical Issue¦Electrical Failure | Problem associated with a failure of the electrical circuitry of the device. | Problem associated with a failure of the electrical circuitry of the device. | C54451 | FDA Device Problem Code Hierarchy
FDA | C54451 | FDA Device Problem Code Hierarchy | C63218 | Electrical Overstress | 2924 | IMDRF:A0716 |  | Problem associated with an electrical activity that exceeded the specified threshold limit of the internal integrated circuitry. | Problem associated with electrical activity of the device that exceeded the specified threshold limit of the internal integrated circuitry. | C63007 | Electrical /Electronic Property Problem | 1198
FDA | C54451 | FDA Device Problem Code Hierarchy | C63217 | Electrical Power Problem | 2925 | IMDRF:A1910 |  | Problem associated with the quality of the facility-supplied power. | Problem associated with the quality of the facility-supplied power to the device. | C63209 | Environmental Compatibility Problem | 2929
FDA | C54451 | FDA Device Problem Code Hierarchy | C63216 | Electrical Shorting | 2926 | IMDRF:A072102 |  | Problem associated with an electric current travelling along an accidental path (unintended path) in a circuit. | Problem associated with an electric current travelling along an accidental path (unintended path) in a circuit. | C63277 | Circuit Failure | 1089
FDA | C54451 | FDA Device Problem Code Hierarchy | C63215 | Electromagnetic Compatibility Problem | 2927 | IMDRF:A0720 |  | Problem associated with the ability of a system to function in its electromagnetic environment without introducing intolerable disturbances to anything in its environment. | Problem associated with the ability of a system to function in its electromagnetic environment without introducing intolerable disturbances to anything in its environment. | C63007 | Electrical /Electronic Property Problem | 1198
FDA | C54451 | FDA Device Problem Code Hierarchy | C63214 | Electromagnetic Interference | 1194 | IMDRF:A072001 |  | Problem associated with a measure of electromagnetic radiation from equipment. | Problem associated with a measure of electromagnetic radiation from equipment. | C63215 | Electromagnetic Compatibility Problem | 2927
FDA | C54451 | FDA Device Problem Code Hierarchy | C63213 | Electro-Static Discharge | 2149 | IMDRF:A0717 |  | Problem associated with the discharge of electricity between two bodies previously electrically charged. | Problem associated with the discharge of electricity between two bodies previously electrically charged. | C63007 | Electrical /Electronic Property Problem | 1198
FDA | C54451 | FDA Device Problem Code Hierarchy | C63212 | Emergency Power Failure | 1205 | IMDRF:A191001 |  | Problem associated with the failure of the facility's emergency power backup system(s) including generators and/or interruptible power systems (UPS). | Problem associated with the failure of the facility's emergency power backup system(s) including generators and/or interruptible power systems (UPS). | C63217 | Electrical Power Problem | 2925
FDA | C54451 | FDA Device Problem Code Hierarchy | C63002 | Energy Output Problem | 1431 | IMDRF:A0904 |  | Problem with the device's intended output of energy. | Problem with the device's intended output of energy. | C62941 | Output Problem | 3005
FDA | C54451 | FDA Device Problem Code Hierarchy | C63000 | Energy Spectrum Incorrect | 1210 | IMDRF:A090401 |  | Problem associated with the energy output from the device not being in the expected part of the spectrum. | Problem associated with the energy output from the device not being in the expected part of the spectrum. | C63002 | Energy Output Problem | 1431
FDA | C54451 | FDA Device Problem Code Hierarchy | C63210 | Entrapment of Device | 1212 | IMDRF:A150208 | Entrapment | Problem associated with the device caught within patient vasculature, tissue, or other device. | Issue associated with the device and/or device accessories caught within patient vasculature, tissue, or other device. | C63034 | Positioning Problem | 3009
FDA | C54451 | FDA Device Problem Code Hierarchy | C63209 | Environmental Compatibility Problem | 2929 | IMDRF:A19 |  | Problem associated with the surrounding conditions in which the device is being used such as temperature, noise, lighting, ventilation, or other external factors such as power supply. | Problem associated with the surrounding conditions in which the device is being used such as temperature, noise, lighting, ventilation, or other external factors such as power supply. | C54451 | FDA Device Problem Code Hierarchy
FDA | C54451 | FDA Device Problem Code Hierarchy | C72674 | Environmental Particulates | 2930 | IMDRF:A1908 |  | Problem associated with fine solids or liquid particles such as dust, smoke, fume, and/or mist suspended in the immediate atmosphere in which the device is being used. | Problem associated with fine solids or liquid particles such as dust, smoke, fume, and/or mist suspended in the immediate atmosphere in which the device is being used. | C63209 | Environmental Compatibility Problem | 2929
FDA | C54451 | FDA Device Problem Code Hierarchy | C63207 | Erratic or Intermittent Display | 1182 | IMDRF:A090203 | Display, Erratic | A device does not consistently display the same message, result, reading, or image. e.g. the display might flicker, switch between readings or messages, or go completely blank for brief periods of time. | A device that does not consistently display the same message, result, reading, or image. e.g. the display might flicker, switch between readings or messages, or go completely blank for brief periods of time. | C63088 | Display or Visual Feedback Problem | 1184
FDA | C54451 | FDA Device Problem Code Hierarchy | C62882 | Excess Flow or Over-Infusion | 1311 | IMDRF:A1402 | Overdelivery¦Overinfusion | Problem associated with a delivery overdose of therapeutic agents, such as drugs or fluids being delivered into a device or a patient. | Problem associated with a delivery overdose of therapeutic agents, such as drugs or fluids being delivered into a device or a patient. | C63075 | Infusion or Flow Problem | 2964
FDA | C54451 | FDA Device Problem Code Hierarchy | C63202 | Excessive Cooling | 2932 | IMDRF:A1001 |  | Problem associated with the device producing temperatures that are lower than specified. | Problem associated with the device producing temperatures that are lower than specified. | C62922 | Temperature Problem | 3022
FDA | C54451 | FDA Device Problem Code Hierarchy | C133576 | Excessive Heating | 4030 | IMDRF:A1002 |  | Problem associated with the device which have a warming or heating function, producing excessive heat. | Problem associated with the device which has a warming or heating function, and is producing excessive heat. | C62922 | Temperature Problem | 3022
FDA | C54451 | FDA Device Problem Code Hierarchy | C62999 | Expiration Date Error | 2528 | IMDRF:A210101 |  | Problem associated with errors in identification of expiration date. | Problem associated with errors in identification of expiration date. | C62976 | Device Markings / Labelling Problem | 2911
FDA | C54451 | FDA Device Problem Code Hierarchy | C133505 | Explosion | 4006 | IMDRF:A0403 |  | Problem associated with the violent bursting due to the sudden expansion of air, gas or fluid. | Problem with the device associated with the violent bursting due to the sudden expansion of air, gas or fluid. | C62968 | Material Integrity Problem | 2978
FDA | C54451 | FDA Device Problem Code Hierarchy | C50554 | Expulsion | 2933 | IMDRF:A010401 |  | Problem with all or part of an implanted or invasive device being completely expelled from its intended location within the body. | Problem with all or part of an implanted or invasive medical device being completely expelled from its intended location within the body. | C62917 | Migration or Expulsion of Device | 1395
FDA | C54451 | FDA Device Problem Code Hierarchy | C133635 | Fail-Safe Did Not Operate | 4046 | IMDRF:A160201 |  | Problem associated with the device fail-safe mechanism, which did not function or function in a non effective way, compromising safe use of the device. | Problem associated with the device fail-safe mechanism, which did not function or function in a non effective way, compromising safe use of the device. | C62997 | Fail-Safe Problem | 2936
FDA | C54451 | FDA Device Problem Code Hierarchy | C62997 | Fail-Safe Problem | 2936 | IMDRF:A1602 |  | Problem associated with the feature that prevents the unsafe use of the device. | Problem associated with the feature that prevents the unsafe use of the device. | C62932 | Protective Measures Problem | 3015
FDA | C54451 | FDA Device Problem Code Hierarchy | C62989 | Failure of Device to Self-Test | 2937 | IMDRF:A1603 |  | Problem associated with the device failing to perform an internal self-diagnostic process to ensure normal operation during or prior to use. | Problem associated with the device failing to perform an internal self-diagnostic process to ensure normal operation during or prior to use. | C62932 | Protective Measures Problem | 3015
FDA | C54451 | FDA Device Problem Code Hierarchy | C63198 | Failure to Advance | 2524 | IMDRF:A150204 | Advance, Failure To | Problem associated with failure to move the device to an intended location. | Problem associated with failure to move the device to an intended location. | C63034 | Positioning Problem | 3009
FDA | C54451 | FDA Device Problem Code Hierarchy | C63197 | Failure to Align | 2522 | IMDRF:A050701 | Align, Failure To | Problem associated with a circuit, equipment, or system whereby its functions fail to be properly synchronized or its relative positions properly oriented. | Problem associated with a circuit, equipment, or system whereby its functions fail to be properly synchronized or its relative positions properly oriented. | C62960 | Mechanics Altered | 2984
FDA | C54451 | FDA Device Problem Code Hierarchy | C63196 | Failure to Analyze Signal | 1539 | IMDRF:A070903 | Failure To Diagnose Rhythm¦Rhythm, Failure To Analyze¦Rhythm, Failure To Diagnose | Problem with the device not analyzing a signal. | Problem with the device not analyzing a signal. | C63238 | Device Sensing Problem | 2917
FDA | C54451 | FDA Device Problem Code Hierarchy | C62995 | Failure to Auto Stop | 2938 | IMDRF:A1604 |  | Problem associated with the inability of device to turn itself off when the device is not in an operable condition. | Problem associated with the inability of device to turn itself off when the device is not in an operable condition. | C62932 | Protective Measures Problem | 3015
FDA | C54451 | FDA Device Problem Code Hierarchy | C63195 | Failure to Back-Up | 1047 | IMDRF:A110601 | Back-Up, Failure To | Problem associated with the inability to backup or to retrieve a backed up version (corrupted file) of device data or system files. | Problem associated with the inability to backup or to retrieve a backed up version (corrupted file) of device data or system files. | C63258 | Data Back-Up Problem | 2902
FDA | C54451 | FDA Device Problem Code Hierarchy | C62994 | Failure to Calibrate | 2440 | IMDRF:A0801 | Calibrate, Failure To | Problem associated with the failure of the device to perform a self-calibration procedure or process designed to assure the accuracy and proper performance of the device. | Problem associated with the failure of the device to perform a self-calibration procedure or process designed to assure the accuracy and proper performance of the device. | C63028 | Calibration Problem | 2890
FDA | C54451 | FDA Device Problem Code Hierarchy | C62993 | Failure to Capture | 1081 | IMDRF:A070101 | Capture, Failure To | Problem associated with the failure to achieve effective and consistent depolarization of the heart resulting from the electrical stimulus of the pacemaker. | Problem associated with the failure to achieve effective and consistent depolarization of the heart resulting from the electrical stimulus of the pacemaker. | C63027 | Capturing Problem | 2891
FDA | C54451 | FDA Device Problem Code Hierarchy | C63193 | Failure to Charge | 1085 | IMDRF:A070603 | Charge, Failure To | Problem associated with inability to initiate the appropriate charging process (e.g. of a battery or other charge storage device). | Problem associated with inability to initiate the appropriate charging process (e.g. of a battery or other charge storage device). | C63026 | Charging Problem | 2892
FDA | C54451 | FDA Device Problem Code Hierarchy | C133637 | Failure to Clean Adequately | 4048 | IMDRF:A180301 |  | Problem associated with the failure of the device or operator to remove any visible soil, foreign material or organism deposits on the external surfaces, crevices, and joints of the device. | Problem associated with the failure of the device or operator to remove any visible soil, foreign material or organism deposits on the external surfaces, crevices, and joints of the device. | C63099 | Device Reprocessing Problem | 1091
FDA | C54451 | FDA Device Problem Code Hierarchy | C63191 | Failure to Conduct | 1114 | IMDRF:A0710 | Conduct, Failure To | Problem associated with the inability of the device to allow a current of electricity to pass or to conduct electricity continuously along an electrical path. | Problem associated with the inability of the device to allow a current of electricity to pass or to conduct electricity continuously along an electrical path. | C63007 | Electrical /Electronic Property Problem | 1198
FDA | C54451 | FDA Device Problem Code Hierarchy | C63190 | Failure to Convert Rhythm | 1540 | IMDRF:A071201 | Rhythm, Failure To Convert | Failure of the device therapy or set of therapies to terminate the harmful cardiac rhythm that the therapy is meant to terminate. | Failure of the device therapy or set of therapies to terminate the harmful cardiac rhythm that the therapy is meant to terminate. | C63169 | Pacing Problem | 1439
FDA | C54451 | FDA Device Problem Code Hierarchy | C63189 | Failure to Convert to Back-Up | 1048 | IMDRF:A110602 | Back-Up, Failure To Convert To | Problem associated with a failure to transition from a primary system, component, file, procedure to a backup in response to a failure in the primary item. | Problem associated with a failure to transition from a primary system, component, file, procedure to a backup in response to a failure in the primary item. | C63258 | Data Back-Up Problem | 2902
FDA | C54451 | FDA Device Problem Code Hierarchy | C63188 | Failure to Cut | 2587 | IMDRF:A050702 | Cut, Failure To | Inability of the device to make an incision, pierce or open as intended. | Inability of the device to make an incision, pierce or open as intended. | C62960 | Mechanics Altered | 2984
FDA | C54451 | FDA Device Problem Code Hierarchy | C63187 | Failure to Cycle | 1142 | IMDRF:A050703 | Cycle, Failure To | Problem associated with the device failing to complete a series of processes or events. | Problem associated with the device failing to complete a series of processes or events. | C62960 | Mechanics Altered | 2984
FDA | C54451 | FDA Device Problem Code Hierarchy | C63186 | Failure to Deliver | 2338 | IMDRF:A140801 | Deliver, Failure To | Failure (=complete nonperformance) with regard to the intended function of delivery. | Failure (=complete nonperformance) with regard to the intended function of delivery. | C62902 | No Flow | 2991
FDA | C54451 | FDA Device Problem Code Hierarchy | C63184 | Failure to Deliver Energy | 1211 | IMDRF:A090402 | Energy, Failure To Deliver | Problem associated with the failure of the device to deliver any energy. | Problem associated with the failure of the device to deliver any energy. | C63002 | Energy Output Problem | 1431
FDA | C54451 | FDA Device Problem Code Hierarchy | C63185 | Failure to Deliver Shock | 1133 | IMDRF:A071301 | Countershock, Failure To Deliver¦Failure To Countershock | Problem associated with the failure of the device to deliver electrical energy intended to change an electrical rhythm. | Problem associated with the failure of the device to deliver electrical energy intended to change an electrical rhythm. | C63158 | Defibrillation Problem | 1573
FDA | C54451 | FDA Device Problem Code Hierarchy | C63181 | Failure to Discharge | 1169 | IMDRF:A0707 | Discharge, Failure To | Problem associated with the failure of a battery or other charge storage device to appropriately discharge as intended. Does not apply to defibrillation. | Problem associated with the failure of a battery or other charge storage device to appropriately discharge as intended. Does not apply to defibrillation. | C63007 | Electrical /Electronic Property Problem | 1198
FDA | C54451 | FDA Device Problem Code Hierarchy | C63180 | Failure to Disconnect | 2541 | IMDRF:A1204 | Disconnect, Failure To | Problem associated with the linking of the device whereby termination of the transfer of liquid, gas, electricity, or information cannot be accomplished, or linking components do not come apart, or disconnect, when expected. | Problem associated with the linking of the device whereby termination of the transfer of liquid, gas, electricity, or information cannot be accomplished, or linking components do not come apart, or disconnect, when expected. | C62952 | Connection Problem | 2900
FDA | C54451 | FDA Device Problem Code Hierarchy | C63179 | Failure to Disinfect | 1175 | IMDRF:A180302 | Disinfect, Failure To¦Disinfection, Inadequate/Improper | Failure to properly disinfect the device when reprocessing it. | Failure to properly disinfect the device during reprocessing. | C63099 | Device Reprocessing Problem | 1091
FDA | C54451 | FDA Device Problem Code Hierarchy | C133511 | Failure to Eject | 4010 | IMDRF:A050301 |  | Problem associated with the inability to remove or discharge the device from the location of use. | Problem associated with the inability to remove or discharge device from the location of use. | C133510 | Ejection Problem | 4009
FDA | C54451 | FDA Device Problem Code Hierarchy | C63177 | Failure to Fire | 2610 | IMDRF:A050501 | Fire, Failure To | Problem associated with failure of the device to discharge its load (e.g. surgical stapler failed to partially or completely deploy its staples). | Problem associated with failure of the device to discharge its load (e.g. surgical stapler failed to partially or completely deploy its staples). | C133512 | Firing Problem | 4011
FDA | C54451 | FDA Device Problem Code Hierarchy | C63175 | Failure to Fold | 1255 | IMDRF:A040603 | Fold, Failure To | Problem associated with an undesired material change in physical property, characterized by failure to fold. | Problem associated with an undesired material change in the physical property of the device which is characterized by failure to fold. | C63248 | Material Deformation | 2976
FDA | C54451 | FDA Device Problem Code Hierarchy | C64328 | Failure to Form Staple | 2579 | IMDRF:A050704 |  | Problem associated with the device failing to connect tissue with a stapling device due to the staples not forming correctly. | Problem associated with the device failing to connect tissue with a stapling device due to the staples not forming correctly. | C62960 | Mechanics Altered | 2984
FDA | C54451 | FDA Device Problem Code Hierarchy | C63174 | Failure to Infuse | 2340 | IMDRF:A140802 | Infuse, Failure To | Failure (=complete nonperformance) with regard to the intended function of infusion. | Failure (=complete nonperformance) with regard to the intended function of infusion. | C62902 | No Flow | 2991
FDA | C54451 | FDA Device Problem Code Hierarchy | C63173 | Failure to Interrogate | 1332 | IMDRF:A071102 | Interrogate, Failure To | Problem associated with the device failure to appropriately respond to signals from a system designed to interrogate its status. | Problem associated with the device failure to appropriately respond to signals from a system designed to interrogate its status. | C133523 | Interrogation Problem | 4017
FDA | C54451 | FDA Device Problem Code Hierarchy | C63172 | Failure to Obtain Sample | 2533 | IMDRF:A090802 | Samples, Failure To Obtain | The device does not collect or transfer the sample. | The device does not collect or transfer the sample as intended. | C62848 | Incorrect, Inadequate or Imprecise Result or Readings | 1535
FDA | C54451 | FDA Device Problem Code Hierarchy | C63171 | Failure to Osseointegrate | 1863 | IMDRF:A010201 | Osseointegrate, Failure To | Problem associated with the failure to see direct anchorage of an implant by the formation of bony tissue around the implant without the growth of fibrous tissue at the bone-implant interface. | Problem associated with the failure to see direct anchorage of an implant by the formation of bony tissue around the implant without the growth of fibrous tissue at the bone-implant interface. | C62886 | Osseointegration Problem | 3003
FDA | C54451 | FDA Device Problem Code Hierarchy | C62992 | Failure to Power Up | 1476 | IMDRF:A070803 | Power-Up, Failure To | Problem associated with the inability of the device to turn on related to energy delivered to the device. | Problem associated with the inability of the device to turn on related to energy delivered to a medical device. | C63025 | Power Problem | 3010
FDA | C54451 | FDA Device Problem Code Hierarchy | C63167 | Failure to Prime | 1492 | IMDRF:A141401 | Prime, Failure To | Problem associated with the device failing to begin the priming process (i.e. the process of preparation of device for the delivery of fluids). | Problem associated with the device failing to begin the priming process (i.e. the process of preparation of device for the delivery of fluids). | C133629 | Priming Problem | 4040
FDA | C54451 | FDA Device Problem Code Hierarchy | C63165 | Failure to Pump | 1502 | IMDRF:A141203 | Pump, Failure To | Problem associated with the device which fails to start pumping. | Problem associated with the device which fails to start pumping. | C62860 | Pumping Problem | 3016
FDA | C54451 | FDA Device Problem Code Hierarchy | C63164 | Failure to Read Input Signal | 1581 | IMDRF:A1301 | Input Signal, Failure To Read | Problem associated with a failure of the device to read a signal for interpretation or measurement. | Problem associated with a failure of the device to read a signal for interpretation or measurement. | C63271 | Communication or Transmission Problem | 2896
FDA | C54451 | FDA Device Problem Code Hierarchy | C63241 | Failure to Recalibrate | 1517 | IMDRF:A0802 | Recalibrate, Failure To | Problem associated with the failure of the device which is unable to regain a standard level of accuracy when performing a calibration procedure or process designed to assure the accuracy and proper performance of the device. | Problem associated with the failure of the device which is unable to regain a standard level of accuracy when performing a calibration procedure or process designed to assure the accuracy and proper performance of the device. | C63028 | Calibration Problem | 2890
FDA | C54451 | FDA Device Problem Code Hierarchy | C62991 | Failure to Reset | 1532 | IMDRF:A160501 | Reset, Failure To | Problem associated with the device failing to set a variable, register, or other storage location back to a prescribed state. | Problem associated with the device failing to set a variable, register, or other storage location back to a prescribed state. | C62852 | Reset Problem | 3019
FDA | C54451 | FDA Device Problem Code Hierarchy | C62990 | Failure to Run on Battery | 1466 | IMDRF:A070503 | Portable Mode, Failure To Run On | Problem associated with the device failing to operate when not connected to a fixed power source. | Problem associated with the device failing to operate when not connected to a fixed power source. | C63030 | Battery Problem | 2885
FDA | C54451 | FDA Device Problem Code Hierarchy | C63161 | Failure to Select Signal | 1582 | IMDRF:A070904 | Signal, Failure To Select | Problem associated with the failure of the device to select the appropriate input signal. | Problem associated with the failure of the device to select the appropriate input signal. | C63238 | Device Sensing Problem | 2917
FDA | C54451 | FDA Device Problem Code Hierarchy | C63160 | Failure to Sense | 1559 | IMDRF:A070908 | Sensing, None | Problem associated with the failure of the device designed to respond to a physical stimulus (as temperature, illumination, motion) to transmit a resulting signal for interpretation or measurement. | Problem associated with the failure of the device designed to respond to a physical stimulus (as temperature, illumination, motion) to transmit a resulting signal for interpretation or measurement. | C63238 | Device Sensing Problem | 2917
FDA | C54451 | FDA Device Problem Code Hierarchy | C62988 | Failure to Shut Off | 2939 | IMDRF:A0718 |  | Problem associated with the device not powering off when a shut down was requested. | Problem associated with the device not powering off when a shut down was requested. | C63007 | Electrical /Electronic Property Problem | 1198
FDA | C54451 | FDA Device Problem Code Hierarchy | C63155 | Failure to Transmit Record | 1521 | IMDRF:A1302 | Record, Failure To Transmit | Problem associated with a failure of the device to transmit a record for interpretation or measurement. | Problem associated with a failure of the device to transmit a record for interpretation or measurement. | C63271 | Communication or Transmission Problem | 2896
FDA | C54451 | FDA Device Problem Code Hierarchy | C62949 | Failure to Unfold or Unwrap | 1669 | IMDRF:A040604 | Difficult To Unfold Or Unwrap | Problem associated with the comprising materials' deformation in that device fails to open its wrapping or open/extend in a certain manner i.e. balloon or lens. | Problem associated with the comprising materials' deformation in that device fails to open its wrapping or open/extend in a certain manner i.e. balloon or lens. | C63248 | Material Deformation | 2976
FDA | C54451 | FDA Device Problem Code Hierarchy | C62987 | Failure to Zero | 1683 | IMDRF:A160502 | Zero, Failure To | Problem associated with the device failing to set a variable, register, or other storage location back to zero. | Problem associated with the device failing to set a variable, register, or other storage location back to zero. | C62852 | Reset Problem | 3019
FDA | C54451 | FDA Device Problem Code Hierarchy | C63152 | False Alarm | 1013 | IMDRF:A160105 | Alarm, False | Problem associated with the device providing incorrect alarm warning or alert to user. | Problem associated with the device providing incorrect alarm warning or alert to user. | C63033 | Device Alarm System | 1012
FDA | C54451 | FDA Device Problem Code Hierarchy | C63149 | False Negative Result | 1225 | IMDRF:A090803 | False-Negative Test Result | Problem associated with the device incorrectly reporting that something has not been detected and may mislead the operator into not taking certain actions when action should be taken. | Problem associated with the device incorrectly reporting that something has not been detected and may mislead the operator into not taking certain actions when action should be taken. | C62848 | Incorrect, Inadequate or Imprecise Result or Readings | 1535
FDA | C54451 | FDA Device Problem Code Hierarchy | C63147 | False Positive Result | 1227 | IMDRF:A090804 | False-Positive Test Result | Problem associated with the device incorrectly reporting that something has been detected and may mislead the operator to take certain actions. | Problem associated with the device incorrectly reporting that something has been detected and may mislead the operator to take certain actions. | C62848 | Incorrect, Inadequate or Imprecise Result or Readings | 1535
FDA | C54451 | FDA Device Problem Code Hierarchy | C63144 | Filling Problem | 1233 | IMDRF:A1403 |  | Problem associated with the method or amount of time associated with the delivery of a fluid. Time to delivery or amount of delivered entity may be affected. | Problem associated with the method or amount of time associated with the delivery of a fluid. Time to delivery or amount of delivered entity may be affected. | C63075 | Infusion or Flow Problem | 2964
FDA | C54451 | FDA Device Problem Code Hierarchy | C62986 | Filtration Problem | 2941 | IMDRF:A1404 |  | Problem associated with the process of passing a substance through a porous medium, e.g., a blood clot filter for the removal of suspended matter. | Problem associated with the process of passing a substance through a porous medium, e.g., a blood clot filter for the removal of suspended matter. | C63075 | Infusion or Flow Problem | 2964
FDA | C54451 | FDA Device Problem Code Hierarchy | C63143 | Fire | 1245 | IMDRF:A1007 |  | Problem associated with the combustion of the device with a steady flame. | Problem associated with the combustion of the device with a steady flame. | C62922 | Temperature Problem | 3022
FDA | C54451 | FDA Device Problem Code Hierarchy | C133512 | Firing Problem | 4011 | IMDRF:A0505 |  | Problem associated with the device not discharging as intended. | Problem associated with the device not discharging as intended. | C62961 | Mechanical Problem | 1384
FDA | C54451 | FDA Device Problem Code Hierarchy | C63142 | Fitting Problem | 2183 | IMDRF:A1208 | Fitting Problems | Problem associated with the connection of the device whereby channels, switching systems, and other functional units set up to provide means for a transfer of liquid, gas, electricity, or information do not match or fit. | Problem associated with the connection of the device whereby channels, switching systems, and other functional units set up to provide means for a transfer of liquid, gas, electricity, or information do not match or fit. | C62952 | Connection Problem | 2900
FDA | C54451 | FDA Device Problem Code Hierarchy | C63141 | Flaked | 1246 | IMDRF:A040505 | Flaked Material¦Flaking | Problem associated with the detachment of small pieces of the coating film of a material. | Problem associated with the detachment of small pieces of the coating film of a material. | C62970 | Degraded | 1153
FDA | C54451 | FDA Device Problem Code Hierarchy | C63140 | Flare or Flash | 2942 | IMDRF:A1008 |  | Problem associated with device-related burn with an unsteady flame. | Problem associated with the device-related burn with an unsteady flame. | C62922 | Temperature Problem | 3022
FDA | C54451 | FDA Device Problem Code Hierarchy | C63137 | Fluid Leak | 1250 | IMDRF:A050401 | Fluid Leak(s) | Escape (Release, Discharge) of fluid through an unintended location - often accompanied by a loss of pressure and/or output. | Escape (release, discharge) of fluid through an unintended location that is often accompanied by a loss of pressure and/or output. | C63058 | Leak / Splash | 1354
FDA | C54451 | FDA Device Problem Code Hierarchy | C63176 | Flushing problem | 1252 | IMDRF:A180303 | Flush, Failure To | Flushing process was not executed properly. | Flushing process was not executed properly. | C63099 | Device Reprocessing Problem | 1091
FDA | C54451 | FDA Device Problem Code Hierarchy | C63135 | Fogging | 1253 | IMDRF:A190601 |  | Problem associated with the visibility of water vapor in the immediate atmosphere in which the device is being used. | Problem associated with the visibility of water vapor in the immediate atmosphere in which the device is being used. | C62807 | Ventilation Problem in Device Environment | 3027
FDA | C54451 | FDA Device Problem Code Hierarchy | C63132 | Fracture | 1260 | IMDRF:A040101 | Fracture(s) Of Device/Material | Problem associated with a partial or full-thickness crack in the device materials. | Problem associated with a partial or full-thickness crack in the device materials. | C62973 | Break | 1069
FDA | C54451 | FDA Device Problem Code Hierarchy | C63130 | Free or Unrestricted Flow | 2945 | IMDRF:A140502 |  | Problem associated with uncontrolled flow of infusion of air, gas or fluids. | Problem associated with uncontrolled flow of infusion of air, gas or fluids. | C63110 | Improper Flow or Infusion | 2954
FDA | C54451 | FDA Device Problem Code Hierarchy | C63129 | Fumes or Vapors | 2529 | IMDRF:A1903 | Fumes/Vapors | Problem associated with the visibility, odor, or toxicity of an ambient vapor or gas. | Problem associated with the visibility, odor, or toxicity of an ambient vapor or gas. | C63209 | Environmental Compatibility Problem | 2929
FDA | C54451 | FDA Device Problem Code Hierarchy | C63128 | Fungus in Device Environment | 2316 | IMDRF:A1904 | Fungus | Problem associated with the visibility of molds, mildews, yeasts, and/or mushrooms in the immediate environment in which the device is being used. | Problem associated with the visibility of molds, mildews, yeasts, and/or mushrooms in the immediate environment in which the device is being used. | C63209 | Environmental Compatibility Problem | 2929
FDA | C54451 | FDA Device Problem Code Hierarchy | C63127 | Gas Leak | 2946 | IMDRF:A050402 |  | Problem associated with the unintended escape of a gas from the container in which it is housed. | Problem associated with the unintended escape of a gas from the container in which it is housed. | C63058 | Leak / Splash | 1354
FDA | C54451 | FDA Device Problem Code Hierarchy | C63109 | Gas output problem | 1266 | IMDRF:A0906 | Gas Output, Improper | Problem associated with gas output. | Problem associated with gas output. | C62941 | Output Problem | 3005
FDA | C54451 | FDA Device Problem Code Hierarchy | C63316 | Gel Leak | 1267 | IMDRF:A050403 | Gel Leakage | Escape (Release, Discharge) of gel through an unintended location - as in leakage of ultrasound gel. Escape or release of gel from containment structures - as in gel filled implant leak. | Escape (release, discharge) of gel through an unintended location - as in leakage of ultrasound gel. Escape or release of gel from containment structures - as in gel filled implant leak. | C63058 | Leak / Splash | 1354
FDA | C54451 | FDA Device Problem Code Hierarchy | C63126 | Gradient Increase | 1270 | IMDRF:A140503 |  | Problem associated with the increased rate of change in temperature, pressure, or other variables as a function of distance, time, etc. | Problem associated with the increased rate of change in temperature, pressure, or other variables as a function of distance, time, etc. | C63110 | Improper Flow or Infusion | 2954
FDA | C54451 | FDA Device Problem Code Hierarchy | C63125 | Grounding Malfunction | 1271 | IMDRF:A0715 |  | Problem associated with the inability to connect conductors of an electronic system for the purpose of controlling or impeding ground currents and voltages. | Problem associated with the inability to connect conductors of an electronic system for the purpose of controlling or impeding ground currents and voltages. | C63007 | Electrical /Electronic Property Problem | 1198
FDA | C54451 | FDA Device Problem Code Hierarchy | C95875 | High Capture Threshold | 3266 | IMDRF:A070102 | Capture Threshold, High | Problem with the amount of output energy needed to cause cardiac depolarization being higher than expected/desired. | Problem with the amount of output energy needed to cause cardiac depolarization being higher than expected/desired. | C63027 | Capturing Problem | 2891
FDA | C54451 | FDA Device Problem Code Hierarchy | C63124 | High impedance | 1291 | IMDRF:A072201 | Impedance, High | Problem associated with higher than intended electrical impedance levels between device and patient connections. | Problem associated with higher than intended electrical impedance levels between device and patient connections. | C63114 | Impedance Problem | 2950
FDA | C54451 | FDA Device Problem Code Hierarchy | C62981 | High pH | 2426 | IMDRF:A030206 | pH, High | pH higher than expected and / or anticipated. | pH higher than expected and/or anticipated. | C62982 | Device Ingredient or Reagent Problem | 2910
FDA | C54451 | FDA Device Problem Code Hierarchy | C63123 | High Readings | 2459 | IMDRF:A090807 | Readings, High | Reading provided by the device is too high or higher than expected. | Reading provided by the device is too high or higher than expected. | C62848 | Incorrect, Inadequate or Imprecise Result or Readings | 1535
FDA | C54451 | FDA Device Problem Code Hierarchy | C63121 | High Sensing Threshold | 2574 | IMDRF:A070905 | Sensing Threshold, High | Problem associated with the amount of input required by the device to detect a signal being higher than expected/desired. | Problem associated with the amount of input required by the device to detect a signal being higher than expected/desired. | C63238 | Device Sensing Problem | 2917
FDA | C54451 | FDA Device Problem Code Hierarchy | C63122 | High Test Results | 2457 | IMDRF:A090809 | Test Results, High | Test results provided by the device are too high or higher than expected. | Test results provided by the device are too high or higher than expected. | C62848 | Incorrect, Inadequate or Imprecise Result or Readings | 1535
FDA | C54451 | FDA Device Problem Code Hierarchy | C76121 | Human-Device Interface Problem | 2949 | IMDRF:A22 |  | Problem associated with an act or omission of an act that has a different result than that intended by the manufacturer or expected by the operator. | Problem associated with an act or omission of an act that has a different result than that intended by the manufacturer or expected by the operator. | C54451 | FDA Device Problem Code Hierarchy
FDA | C54451 | FDA Device Problem Code Hierarchy | C133642 | Illegible Information | 4050 | IMDRF:A210102 |  | Problem associated with information unable to be read or deciphered. | Problem associated with information unable to be read or deciphered. | C62976 | Device Markings / Labelling Problem | 2911
FDA | C54451 | FDA Device Problem Code Hierarchy | C63117 | Image Display Error / Artifact | 1304 | IMDRF:A090204 |  | Problem with image display leading to corrupted images or readouts/measurement indications. | Problem with image display leading to corrupted images or readouts/measurement indications. | C63088 | Display or Visual Feedback Problem | 1184
FDA | C54451 | FDA Device Problem Code Hierarchy | C62887 | Image Orientation Incorrect | 1305 | IMDRF:A090205 |  | Problem associated with an incorrect image orientation on the device display. | Problem associated with an incorrect image orientation on the device display. | C63088 | Display or Visual Feedback Problem | 1184
FDA | C54451 | FDA Device Problem Code Hierarchy | C63114 | Impedance Problem | 2950 | IMDRF:A0722 |  | Problem associated with electrical impedance levels between device and patient connections. | Problem associated with electrical impedance levels between device and patient connections. | C63007 | Electrical /Electronic Property Problem | 1198
FDA | C54451 | FDA Device Problem Code Hierarchy | C63113 | Imprecision | 1307 | IMDRF:A0803 |  | Problem associated with the device providing imprecise measurements when compared to a reference standard. | Problem associated with the device providing imprecise measurements when compared to a reference standard. | C63028 | Calibration Problem | 2890
FDA | C54451 | FDA Device Problem Code Hierarchy | C63111 | Improper Chemical Reaction | 2952 | IMDRF:A0303 |  | Problem associated with an unexpected or incomplete chemical reaction or effect. | Problem associated with an unexpected or incomplete chemical reaction or effect. | C62945 | Chemical Problem | 2893
FDA | C54451 | FDA Device Problem Code Hierarchy | C63110 | Improper Flow or Infusion | 2954 | IMDRF:A1405 |  | Problem associated with the regulation and delivery of therapeutic agents (e.g. air, gas, drugs or fluids into a device or a patient under positive pressure). | Problem associated with the regulation and delivery of therapeutic agents (e.g. air, gas, drugs or fluids into a device or a patient under positive pressure). | C63075 | Infusion or Flow Problem | 2964
FDA | C54451 | FDA Device Problem Code Hierarchy | C62862 | Improper or Incorrect Procedure or Method | 2017 | IMDRF:A2303 | Improper Or Incorrect Method¦Method Improper/Incorrect¦Procedure, Improper/Incorrect | Problem associated with the use of the device in terms of nonconforming to that device's intended use, specifications, procedure and process or service instructions and information provided by the device manufacturers. | Problem associated with the use of the device in terms of nonconforming to that device's intended use, specifications, procedure and process or service instructions and information provided by the device manufacturers. | C63318 | Use of Device Problem | 1670
FDA | C54451 | FDA Device Problem Code Hierarchy | C63106 | Inability to Auto-Fill | 1044 | IMDRF:A140301 | Autofill, Unable To | Complete failure to fill as part of an automated process. For insufficient filling use "Short Fill". For excessive filling use "Overfill". For inconsistent filling use "Volume Accuracy Problem". | Complete failure to fill as part of an automated process. For insufficient filling use Short Fill. For excessive filling use Overfill. For inconsistent filling use Volume Accuracy Problem. | C63144 | Filling Problem | 1233
FDA | C54451 | FDA Device Problem Code Hierarchy | C63105 | Inability to Irrigate | 1337 | IMDRF:A140803 | Irrigate, Inability To | Failure (=complete nonperformance) with regard to the intended function of irrigation. | Failure (=complete nonperformance) with regard to the intended function of irrigation. | C62902 | No Flow | 2991
FDA | C54451 | FDA Device Problem Code Hierarchy | C63104 | Inaccurate Delivery | 2339 | IMDRF:A140504 | Delivery, Inaccurate | Delivery at endpoint not as intended; either too low or too high. | Delivery at endpoint not as intended; either too low or too high. | C63110 | Improper Flow or Infusion | 2954
FDA | C54451 | FDA Device Problem Code Hierarchy | C63102 | Inaccurate Flow rate | 1249 | IMDRF:A140505 | Flowrate, Inaccurate | Problem associated with fluctuations in the flow volume delivered per time, even if end volume is correct, and delivered in the correct total time. | Problem associated with fluctuations in the flow volume delivered per time, even if end volume is correct, and delivered in the correct total time. | C63110 | Improper Flow or Infusion | 2954
FDA | C54451 | FDA Device Problem Code Hierarchy | C133643 | Inaccurate Information | 4051 | IMDRF:A210103 |  | Problem associated with imprecise, inexact information. | Problem associated with imprecise, inexact information. | C62976 | Device Markings / Labelling Problem | 2911
FDA | C54451 | FDA Device Problem Code Hierarchy | C63101 | Inaccurate Synchronization | 1609 | IMDRF:A071202 | Synchronization, Inaccurate | Problem associated with an error due to imperfect timing of two operations, e.g. signal transmission time. | Problem associated with an error due to imperfect timing of two operations, e.g. signal transmission time. | C63169 | Pacing Problem | 1439
FDA | C54451 | FDA Device Problem Code Hierarchy | C62947 | Inadequacy of Device Shape and/or Size | 1583 | IMDRF:A010103 | Size, Incorrect | The physical size and/or shape of the device was inadequate with regard to the patient's anatomy. | The physical size and/or shape of the device was inadequate with regard to the patient's anatomy. | C62919 | Patient-Device Incompatibility | 2682
FDA | C54451 | FDA Device Problem Code Hierarchy | C62985 | Inadequate Filtration Process | 2308 | IMDRF:A140401 | Filtration Process, Inadequate | Problem associated with the filter failing to remove items or substances which should have been removed. | Problem associated with the filter failing to remove items or substances which should have been removed. | C62986 | Filtration Problem | 2941
FDA | C54451 | FDA Device Problem Code Hierarchy | C63087 | Inadequate Instructions for Healthcare Professional | 1319 | IMDRF:A2103 | Instructions, Incorrect | Problem associated with inaccuracies in any written, printed, or graphic matter that is affixed to the device or its packaging with any matter that accompanies the device including verbal instructions related to identification, technical description and use of device provided by the device manufacturers that is intended for healthcare professionals. | Problem associated with inaccuracies in any written, printed, or graphic matter that is affixed to the device or its packaging with any matter that accompanies the device including verbal instructions related to identification, technical description and use of the device provided by the device manufacturers that is intended for healthcare professionals. | C63072 | Labelling, Instructions for Use or Training Problem | 1318
FDA | C54451 | FDA Device Problem Code Hierarchy | C63267 | Inadequate Instructions for Non-Healthcare Professional | 2956 | IMDRF:A2104 |  | Problem associated with users being unclear and not able to follow any written, printed, or graphic matter that is affixed to device or its packaging with any matter that accompanies the device including verbal instructions related to identification, technical description and use of the device provided by the device manufactures that vary from the standard of medical care in a given environment. | Problem associated with users being unclear and not able to follow any written, printed, or graphic matter that is affixed to device or its packaging with any matter that accompanies a medical device including verbal instructions related to identification, technical description and use of the device provided by a medical device manufacturer that vary from the standard of medical care in a given environment. | C63072 | Labelling, Instructions for Use or Training Problem | 1318
FDA | C54451 | FDA Device Problem Code Hierarchy | C73117 | Inadequate or Insufficient Training | 1643 | IMDRF:A2105 |  | Problem associated with facility not providing satisfactory initial and/or periodic user training covering operation of the device. | Problem associated with facility not providing satisfactory initial and/or periodic user training covering operation of a medical device. | C63072 | Labelling, Instructions for Use or Training Problem | 1318
FDA | C54451 | FDA Device Problem Code Hierarchy | C62827 | Inadequate Ultra Filtration | 1656 | IMDRF:A140402 |  | Problem associated with the transfer of fluid between the blood and dialysate through the dialysis membrane due to a pressure gradient (trans-membrane pressure) existing between the blood and dialysate compartments. | Problem associated with the transfer of fluid between the blood and dialysate through the dialysis membrane due to a pressure gradient (trans-membrane pressure) existing between the blood and dialysate compartments. | C62986 | Filtration Problem | 2941
FDA | C54451 | FDA Device Problem Code Hierarchy | C63100 | Inadequate User Interface | 2958 | IMDRF:A2204 |  | Problem associated with the means by which the operator and the equipment communicate or interact. | Problem associated with the means by which the operator and the equipment communicate or interact. | C76121 | Human-Device Interface Problem | 2949
FDA | C54451 | FDA Device Problem Code Hierarchy | C63094 | Inappropriate Audible Prompt / Feedback | 2280 | IMDRF:A090101 | Prompts, Inappropriate | Problem with audible messages which do not guide a device user to the correct action. | Problem with audible messages which do not guide a device user to the correct action. | C133545 | Audible Prompt / Feedback | 4020
FDA | C54451 | FDA Device Problem Code Hierarchy | C63031 | Inappropriate or Unexpected Reset | 2959 | IMDRF:A160503 |  | Problem associated with the device setting a variable, register, or other storage location to an inappropriate or unexpected state. | Problem associated with the device setting a variable, register, or other storage location to an inappropriate or unexpected state. | C62852 | Reset Problem | 3019
FDA | C54451 | FDA Device Problem Code Hierarchy | C63093 | Inappropriate Shock | 1574 | IMDRF:A071302 | Shock, Inappropriate | Problem associated with the inappropriate delivery of an electrical energy. | Problem associated with the inappropriate delivery of an electrical energy. | C63158 | Defibrillation Problem | 1573
FDA | C54451 | FDA Device Problem Code Hierarchy | C133551 | Inappropriate Tactile Prompt / Feedback | 4023 | IMDRF:A090301 |  | Problem with tactile feedback which does not guide a device user to the correct action. | Problem with tactile feedback which does not guide a device user to the correct action. | C133547 | Tactile Prompts / Feedback | 4022
FDA | C54451 | FDA Device Problem Code Hierarchy | C63157 | Inappropriate waveform | 2536 | IMDRF:A071203 | Spike, Failure To | Failure of the device to generate a correctly-shaped pacing output, e.g., a waveform that is too wide. | Failure of the device to generate a correctly-shaped pacing output, e.g., a waveform that is too wide. | C63169 | Pacing Problem | 1439
FDA | C54451 | FDA Device Problem Code Hierarchy | C63092 | Inaudible or Unclear Audible Prompt / Feedback | 2283 | IMDRF:A090102 | Prompts, Inaudible Voice | Problem associated with audible prompts which cannot be heard clearly. | Problem associated with audible prompts which cannot be heard clearly. | C133545 | Audible Prompt / Feedback | 4020
FDA | C54451 | FDA Device Problem Code Hierarchy | C63090 | Incomplete Coaptation | 2507 | IMDRF:A051105 |  | Problem associated with the heart valve leaflet not closing properly. | Problem associated with the heart valve leaflet not closing properly. | C62923 | Structural Problem | 2506
FDA | C54451 | FDA Device Problem Code Hierarchy | C133626 | Incomplete or Inadequate Connection | 4037 | IMDRF:A1207 |  | Problem associated with a partial linking of the device whereby device may appear to be connected however only a partial, intermittent or no transfer of liquid, gas, electricity, or information can be accomplished. | Problem associated with a partial linking of the device whereby the device may appear to be connected however only a partial, intermittent or no transfer of liquid, gas, electricity, or information can be accomplished. | C62952 | Connection Problem | 2900
FDA | C54451 | FDA Device Problem Code Hierarchy | C133630 | Incomplete or Inadequate Priming | 4041 | IMDRF:A141402 |  | Problem associated with not adequately preparing the device. | Problem associated with not adequately preparing the device. | C133629 | Priming Problem | 4040
FDA | C54451 | FDA Device Problem Code Hierarchy | C62940 | Incomplete or Missing Packaging | 2312 | IMDRF:A020502 | Packaging, Incomplete/Missing | Problem associated with the nonconformance to the device specifications due to incomplete or missing packaging that may compromise the device operation as intended. | Problem associated with the nonconformance to the device specifications due to incomplete or missing packaging that may compromise the device operation as intended. | C62939 | Packaging Problem | 3007
FDA | C54451 | FDA Device Problem Code Hierarchy | C63086 | Incorrect Interpretation of signal | 1543 | IMDRF:A070912 | Rhythm, Incorrect Interpretation Of | Problem with the device inappropriately analyzing a signal. | Problem with the device inappropriately analyzing a signal. | C63238 | Device Sensing Problem | 2917
FDA | C54451 | FDA Device Problem Code Hierarchy | C63085 | Incorrect Measurement | 1383 | IMDRF:A090805 | Measurements, Inaccurate | Measurement obtained from or provided by the device is obviously incorrect. | Measurement obtained from or provided by the device is obviously incorrect. | C62848 | Incorrect, Inadequate or Imprecise Result or Readings | 1535
FDA | C54451 | FDA Device Problem Code Hierarchy | C62848 | Incorrect, Inadequate or Imprecise Result or Readings | 1535 | IMDRF:A0908 | Results Incorrect | Problem associated with a nonconforming end result, data, or test results provided by the device to its performance specifications. | Problem associated with a nonconforming end result, data, or test results provided by the device to its performance specifications. | C62941 | Output Problem | 3005
FDA | C54451 | FDA Device Problem Code Hierarchy | C63080 | Increase in Pressure | 1491 | IMDRF:A141102 | Pressure, Increase In | Unintended increase in pressure, compromising the device's intended function. | Unintended increase in pressure, compromising the device's intended function. | C62934 | Pressure Problem | 3012
FDA | C54451 | FDA Device Problem Code Hierarchy | C63079 | Increase in Suction | 1604 | IMDRF:A141302 | Aspiration, Excessive¦Excessive Aspiration¦Suction, Increase In | Problem associated with the removal of excess fluid or gas from a body cavity due to increased suction. | Problem associated with the removal of excess fluid or gas from a body cavity due to increased suction. | C62833 | Suction Problem | 2170
FDA | C54451 | FDA Device Problem Code Hierarchy | C63077 | Increased Pump Speed | 1501 | IMDRF:A141202 | Pump Speed, Increased | Unintended increase in pump speed and hence, probably, flow rate, compromising the intended function of the device. | Unintended increase in pump speed and hence, probably, flow rate, compromising the intended function of the device. | C62860 | Pumping Problem | 3016
FDA | C54451 | FDA Device Problem Code Hierarchy | C63078 | Increased Sensitivity | 2535 | IMDRF:A070902 | Oversensing¦Sensitivity, Increased | Problem with the device being more sensitive to an input than intended or expected. | Problem with a medical device being more sensitive to an input than intended or expected. | C63238 | Device Sensing Problem | 2917
FDA | C54451 | FDA Device Problem Code Hierarchy | C63076 | Inflation Problem | 1310 | IMDRF:A1406 | Inflation Difficulties | Problem associated with the inability of the device to expand or enlarge with the intended inflation agent (e.g. saline or air). | Problem associated with the inability of the device to expand or enlarge with the intended inflation agent (e.g. saline or air). | C63075 | Infusion or Flow Problem | 2964
FDA | C54451 | FDA Device Problem Code Hierarchy | C63075 | Infusion or Flow Problem | 2964 | IMDRF:A14 |  | Problem associated with the device failing to deliver liquids or gases as intended (e.g. delivering drugs at incorrect rate, Problems with drawing fluid from a system.) | Problem associated with the device failing to deliver liquids or gases as intended (e.g. delivering drugs at incorrect rate, problems with drawing fluid from a system.) | C54451 | FDA Device Problem Code Hierarchy
FDA | C54451 | FDA Device Problem Code Hierarchy | C63074 | Installation-Related Problem | 2965 | IMDRF:A20 | Installation Error | Problem associated with unsatisfactory installation, configuration, and/or setup of a specific device. | Problem associated with unsatisfactory installation, configuration, and/or setup of a specific device. | C54451 | FDA Device Problem Code Hierarchy
FDA | C54451 | FDA Device Problem Code Hierarchy | C63071 | Insufficient Cooling | 1130 | IMDRF:A1003 | Cooling, Inadequate | Problem associated with the device insufficiently cooled in device active (working) or/and non-active (nonworking) state. | Problem associated with the device insufficiently cooled in device active (working) or/and non-active (nonworking) state. | C62922 | Temperature Problem | 3022
FDA | C54451 | FDA Device Problem Code Hierarchy | C62823 | Insufficient Flow or Under Infusion | 2182 | IMDRF:A1407 | Underdelivery¦Underinfusion | Problem associated with an insufficient dose of therapeutic agents, e.g., drugs or fluids being delivered into a patient under positive pressure. | Problem associated with an insufficient dose of therapeutic agents, e.g., drugs or fluids being delivered into a patient under positive pressure. | C63075 | Infusion or Flow Problem | 2964
FDA | C54451 | FDA Device Problem Code Hierarchy | C63070 | Insufficient Heating | 1287 | IMDRF:A1004 | Heating, Inadequate | Problem associated with the device or its components producing temperatures that are not as high as what is specified. | Problem associated with the device or its components producing temperatures that are not as high as what is specified. | C62922 | Temperature Problem | 3022
FDA | C54451 | FDA Device Problem Code Hierarchy | C53269 | Insufficient Information | 3190 | IMDRF:A26 | No Answer Provided | An adverse event appears to have occurred but there is not yet enough information available to classify the device problem. | Information regarding the subject is unknown or inaccessible at this time. | C54451 | FDA Device Problem Code Hierarchy
FDA | C54451 | FDA Device Problem Code Hierarchy | C63069 | Intermittent Capture | 1080 | IMDRF:A070103 | Capture, Intermittent | Problem associated with the ineffective and inconsistent depolarization of the heart. | Problem associated with the ineffective and inconsistent depolarization of the heart. | C63027 | Capturing Problem | 2891
FDA | C54451 | FDA Device Problem Code Hierarchy | C133627 | Intermittent Communication Failure | 4038 | IMDRF:A1303 |  | Inconsistent or lack of intended communication of data among internal components or with other external devices. | Inconsistent or lack of intended communication of data among internal components or with other external devices. | C63271 | Communication or Transmission Problem | 2896
FDA | C54451 | FDA Device Problem Code Hierarchy | C63068 | Intermittent Continuity | 1121 | IMDRF:A072103 | Continuity, Intermittent | Problem associated with intermittent faults in electrical/electronic interconnections. | Problem associated with intermittent faults in electrical/electronic interconnections. | C63277 | Circuit Failure | 1089
FDA | C54451 | FDA Device Problem Code Hierarchy | C133561 | Intermittent Energy Output | 4025 | IMDRF:A090403 |  | Problem associated with the energy output from the device being inconsistent over time. | Problem associated with the energy output from the device being inconsistent over time. | C63002 | Energy Output Problem | 1431
FDA | C54451 | FDA Device Problem Code Hierarchy | C63067 | Intermittent Infusion | 2341 | IMDRF:A140506 | Infusion, Intermittent | Problem associated with the infusion not being steady, characterized by intermittent stoppages to the flow. | Problem associated with the infusion not being steady, characterized by intermittent stoppages to the flow. | C63110 | Improper Flow or Infusion | 2954
FDA | C54451 | FDA Device Problem Code Hierarchy | C133520 | Intermittent loss of power | 4016 | IMDRF:A070802 |  | Problem associated with an intermittent disruption to the power to run the device. | Problem associated with an intermittent disruption to the power to run the device. | C63025 | Power Problem | 3010
FDA | C54451 | FDA Device Problem Code Hierarchy | C133603 | Intermittent Program or Algorithm Execution | 4035 | IMDRF:A110302 |  | Problem associated with intermittent execution relating to program or algorithm. | Problem associated with intermittent execution relating to program or algorithm. | C133593 | Program or Algorithm Execution Problem | 4033
FDA | C54451 | FDA Device Problem Code Hierarchy | C63064 | Intermittent Shock | 2287 | IMDRF:A071303 | Shock, Intermittent | Problem associated with the failure to deliver shock for a limited period of time, following which the item recovers its ability to perform its required function without being subjected to any external corrective action. Note: such as failure is often recurrent. | Problem associated with the failure to deliver shock for a limited period of time, following which the item recovers its ability to perform its required function without being subjected to any external corrective action. Note: such as failure is often recurrent. | C63158 | Defibrillation Problem | 1573
FDA | C54451 | FDA Device Problem Code Hierarchy | C133523 | Interrogation Problem | 4017 | IMDRF:A0711 |  | Problems associated with the device's ability to respond to signals from a system designed to interrogate its status. | Problems associated with the device's ability to respond to signals from a system designed to interrogate its status. | C63007 | Electrical /Electronic Property Problem | 1198
FDA | C54451 | FDA Device Problem Code Hierarchy | C63072 | Labelling, Instructions for Use or Training Problem | 1318 | IMDRF:A21 | Instructions, Inadequate | Problem associated with device markings / labelling, instructions for use, training and maintenance documentation or guidelines. | Problem associated with device markings/labeling, instructions for use, training and maintenance documentation or guidelines. | C54451 | FDA Device Problem Code Hierarchy
FDA | C54451 | FDA Device Problem Code Hierarchy | C72671 | Lack of Maintenance Documentation or Guidelines | 2971 | IMDRF:A2102 |  | Problem associated with user facility not receiving adequate service documentation, guidelines, or recommendations to perform preventative and corrective maintenance and performance assurance checks. | Problem associated with user facility not receiving adequate service documentation, guidelines, or recommendations to perform preventative and corrective maintenance and performance assurance checks. | C63072 | Labelling, Instructions for Use or Training Problem | 1318
FDA | C54451 | FDA Device Problem Code Hierarchy | C63058 | Leak / Splash | 1354 | IMDRF:A0504 | Leak(s) | Problem associated with the escape of a liquid or gas from the vessel or container in which it is housed. | Problem associated with the escape of a liquid or gas from the vessel or container in which it is housed. | C62961 | Mechanical Problem | 1384
FDA | C54451 | FDA Device Problem Code Hierarchy | C63055 | Loose or Intermittent Connection | 1371 | IMDRF:A1205 | Connection(s), Loose | Problem associated with the connection of the device being loose or intermittent. | Problem associated with the connection of the device being loose or intermittent. | C62952 | Connection Problem | 2900
FDA | C54451 | FDA Device Problem Code Hierarchy | C133497 | Loosening of Implant Not Related to Bone-Ingrowth | 4002 | IMDRF:A0103 |  | Problem associated with the loss of direct anchorage of an implanted device over time or due to an injury. | Problem associated with the loss of direct anchorage of an implanted device over time or due to an injury. | C133496 | Patient Device Interaction Problem | 4001
FDA | C54451 | FDA Device Problem Code Hierarchy | C63257 | Loss of Data | 2903 | IMDRF:A110701 | Data Corruption¦Data Loss | Event in which data is unintentionally permanently or temporarily lost, deleted, corrupted, or overwritten. | Event in which data is unintentionally permanently or temporarily lost, deleted, corrupted, or overwritten. | C91397 | Data Problem | 3196
FDA | C54451 | FDA Device Problem Code Hierarchy | C63194 | Loss of or Failure to Bond | 1068 | IMDRF:A040102 | Bond, Failure To | Problem associated with lack or loss of adherence between materials intended to be joined together by an adhesive. | Problem associated with lack or loss of adherence between materials intended to be joined together by an adhesive. | C62973 | Break | 1069
FDA | C54451 | FDA Device Problem Code Hierarchy | C63053 | Loss of Osseointegration | 2408 | IMDRF:A010202 | Osseointegration, Loss Of | Problem associated with weakened integration of the device at the bone-implant interface due to loss of fibrous and/or bony tissue and leading to compromised anchorage of the device. i.e. 'Loosening/Lysis.' | Problem associated with weakened integration of the device at the bone-implant interface due to loss of fibrous and/or bony tissue and leading to compromised anchorage of the device. i.e. 'Loosening/Lysis.' | C62886 | Osseointegration Problem | 3003
FDA | C54451 | FDA Device Problem Code Hierarchy | C63052 | Loss of Power | 1475 | IMDRF:A191002 | Power, Loss Of | Problem associated with the failure of primary power supplied by the facility. | Problem associated with the failure of primary power supplied by the facility. | C63217 | Electrical Power Problem | 2925
FDA | C54451 | FDA Device Problem Code Hierarchy | C63050 | Loss of Threshold | 1633 | IMDRF:A070907 | Threshold, Loss Of | Problem associated with the loss of the minimum amount of energy, voltage, or current needed to consistently stimulate the heart muscle. | Problem associated with the loss of the minimum amount of energy, voltage, or current needed to consistently stimulate the heart muscle. | C63238 | Device Sensing Problem | 2917
FDA | C54451 | FDA Device Problem Code Hierarchy | C63049 | Low Audible Alarm | 1016 | IMDRF:A160103 | Alarm, Low Audible | The audible device alarm cannot be heard clearly. | The audible device alarm cannot be heard clearly. | C63033 | Device Alarm System | 1012
FDA | C54451 | FDA Device Problem Code Hierarchy | C63047 | Low impedance | 2285 | IMDRF:A072202 | Impedance, Low | Problem associated with lower than intended electrical impedance levels between device and patient connections. | Problem associated with lower than intended electrical impedance levels between device and patient connections. | C63114 | Impedance Problem | 2950
FDA | C54451 | FDA Device Problem Code Hierarchy | C133500 | Low pH | 4005 | IMDRF:A030207 |  | pH lower than expected and / or anticipated. | pH lower than expected and / or anticipated. | C62982 | Device Ingredient or Reagent Problem | 2910
FDA | C54451 | FDA Device Problem Code Hierarchy | C63046 | Low Readings | 2460 | IMDRF:A090808 | Readings, Low | Reading provided by the device is too low or lower than expected. | Reading provided by the device is too low or lower than expected. | C62848 | Incorrect, Inadequate or Imprecise Result or Readings | 1535
FDA | C54451 | FDA Device Problem Code Hierarchy | C63044 | Low Sensing Threshold | 2575 | IMDRF:A070906 | Sensing Threshold, Low | Problem associated with the amount of an input required by the device to detect a signal being lower than expected/desired. | Problem associated with the amount of an input required by the device to detect a signal being lower than expected/desired. | C63238 | Device Sensing Problem | 2917
FDA | C54451 | FDA Device Problem Code Hierarchy | C63045 | Low Test Results | 2458 | IMDRF:A090810 | Test Results, Low | Test results provided by the device are too low or lower than expected. | Test results provided by the device are too low or lower than expected. | C62848 | Incorrect, Inadequate or Imprecise Result or Readings | 1535
FDA | C54451 | FDA Device Problem Code Hierarchy | C63043 | Malposition of device | 2616 | IMDRF:A150202 | Malposition | Problem associated with the device being positioned in a location other than intended or specified. | Problem associated with the device being positioned in a location other than intended or specified. | C63034 | Positioning Problem | 3009
FDA | C54451 | FDA Device Problem Code Hierarchy | C63041 | Manufacturing, Packaging or Shipping Problem | 2975 | IMDRF:A02 |  | Problem associated with any deviations from the documented specifications of the device that relate to nonconformity during manufacture to the design of an item or to specified manufacturing, packaging or shipping processes (out of box problem). | Problem associated with any deviations from the documented specifications of the device that relate to nonconformity during manufacture to the design of an item or to specified manufacturing, packaging or shipping processes (out of box problem). | C54451 | FDA Device Problem Code Hierarchy
FDA | C54451 | FDA Device Problem Code Hierarchy | C63248 | Material Deformation | 2976 | IMDRF:A0406 |  | Problem associated with an undesired material change in shape or property caused by external forces. | Problem associated with an undesired material change in shape or property caused by external forces. | C62968 | Material Integrity Problem | 2978
FDA | C54451 | FDA Device Problem Code Hierarchy | C63224 | Material Discolored | 1170 | IMDRF:A0407 | Discolored | Problem associated with an undesired streak, pattern and/or a noticeable change in color from the rest of the materials used in the device construction. | Problem associated with an undesired streak, pattern and/or a noticeable change in color from the rest of the materials used in the device construction. | C62968 | Material Integrity Problem | 2978
FDA | C54451 | FDA Device Problem Code Hierarchy | C63222 | Material Disintegration | 1177 | IMDRF:A0408 | Disintegrate | Problem associated with material breaking into small particles. | Problem associated with material breaking into small pieces. | C62968 | Material Integrity Problem | 2978
FDA | C54451 | FDA Device Problem Code Hierarchy | C63208 | Material Erosion | 1214 | IMDRF:A040503 | Erosion | Problem associated with a progressive loss of a material from a solid surface. | Problem associated with a progressive loss of a material from a solid surface. | C62970 | Degraded | 1153
FDA | C54451 | FDA Device Problem Code Hierarchy | C62969 | Material Fragmentation | 1261 | IMDRF:A040103 | Fragmentation | Problem associated with small pieces of the device breaking off unexpectedly. | Problem associated with small pieces of the device breaking off unexpectedly. | C62973 | Break | 1069
FDA | C54451 | FDA Device Problem Code Hierarchy | C63131 | Material Frayed | 1262 | IMDRF:A040605 | Frayed | Problem associated with the comprising materials having damaged edges. | Problem associated with the comprising materials having damaged edges. | C63248 | Material Deformation | 2976
FDA | C54451 | FDA Device Problem Code Hierarchy | C62968 | Material Integrity Problem | 2978 | IMDRF:A04 |  | Problem associated with any deviations from the documented specifications of the device that relate to the limited durability of all material used to construct device. | Problem associated with any deviations from the documented specifications of the device that relate to the limited durability of all material used to construct the device. | C54451 | FDA Device Problem Code Hierarchy
FDA | C54451 | FDA Device Problem Code Hierarchy | C63063 | Material Invagination | 1336 | IMDRF:A040606 | Invagination | Problem associated with an undesired material change in shape, characterized by the infolding of one part within another part of a structure. | Problem associated with an undesired material change in shape, characterized by the infolding of one part within another part of a structure. | C63248 | Material Deformation | 2976
FDA | C54451 | FDA Device Problem Code Hierarchy | C62895 | Material Opacification | 1426 | IMDRF:A0409 | Opacification¦Opaque | Problem associated with an undesirable opaqueness or cloudiness. | Problem associated with an undesirable opaqueness or cloudiness. | C62968 | Material Integrity Problem | 2978
FDA | C54451 | FDA Device Problem Code Hierarchy | C62967 | Material Perforation | 2205 | IMDRF:A0410 | Perforation | Material constituting device is perforated possibly compromising the device's intended purpose. | Material constituting device is perforated possibly compromising the device's intended purpose. | C62968 | Material Integrity Problem | 2978
FDA | C54451 | FDA Device Problem Code Hierarchy | C72891 | Material Protrusion / Extrusion | 2979 | IMDRF:A0411 |  | Problem associated with undesired physical appearance of device material, specifically when material extends beyond or above device surface. | Problem associated with undesired physical appearance of device material, specifically when material extends beyond or above device surface. | C62968 | Material Integrity Problem | 2978
FDA | C54451 | FDA Device Problem Code Hierarchy | C62966 | Material Puncture / Hole | 1504 | IMDRF:A041001 | Puncture | Device material(s) punctured leading to undesired holes/openings. | Device material(s) punctured leading to undesired holes/openings. | C62967 | Material Perforation | 2205
FDA | C54451 | FDA Device Problem Code Hierarchy | C62965 | Material Rupture | 1546 | IMDRF:A0412 | Rupture | Problem associated with perforations that lead to bursting of the device. | Problem associated with perforations that lead to bursting of the device. | C62968 | Material Integrity Problem | 2978
FDA | C54451 | FDA Device Problem Code Hierarchy | C62964 | Material Separation | 1562 | IMDRF:A0413 | Separates¦Separation | Problem associated with an undesired disassociation or breaking apart of the device. | Problem associated with an undesired disassociation or breaking apart of the device. | C62968 | Material Integrity Problem | 2978
FDA | C54451 | FDA Device Problem Code Hierarchy | C133509 | Material Split, Cut or Torn | 4008 | IMDRF:A0414 |  | Problem associated with materials consisting the device are split, cut or torn due to external forces (e.g. wrenching or laceration) or internal forces (e.g. exceeding the tensile stress limits belonging to the materials used in the device construction). | Problem associated with materials comprising the device are split, cut or torn due to external forces (e.g. wrenching or laceration) or internal forces (e.g. exceeding the tensile stress limits belonging to the materials used in the device construction). | C62968 | Material Integrity Problem | 2978
FDA | C54451 | FDA Device Problem Code Hierarchy | C62847 | Material Too Rigid or Stiff | 1544 | IMDRF:A040607 | Rigid¦Rigid Or Stiff | Problem associated with an undesired material change in physical property, characterized by rigidity (it resists deformation in response to an applied force). | Problem associated with an undesired material change in physical property, characterized by rigidity (it resists deformation in response to an applied force). | C63248 | Material Deformation | 2976
FDA | C54451 | FDA Device Problem Code Hierarchy | C133507 | Material Too Soft / Flexible | 4007 | IMDRF:A040608 |  | Problem associated with any device material that results in the material's inability to maintain the desired shape or support function. | Problem associated with the device material that results in the material's inability to maintain the desired shape or support function. | C63248 | Material Deformation | 2976
FDA | C54451 | FDA Device Problem Code Hierarchy | C62962 | Material Twisted / Bent | 2981 | IMDRF:A040609 |  | Problem associated with deformations that lead to twisting or bending of the device. | Problem associated with deformations that lead to twisting or bending of the device. | C63248 | Material Deformation | 2976
FDA | C54451 | FDA Device Problem Code Hierarchy | C63040 | Measurement System Incompatibility | 2982 | IMDRF:A1703 |  | Problem associated with the incompatibility of the measurement systems between and/or within device systems that are inherent to the individual device thereby leading to miscalculated or mismatched measurements from those devices, e.g., international metric system versus U.S. measurement system. | Problem associated with the incompatibility of the measurement systems between and/or within device systems that are inherent to the individual device thereby leading to miscalculated or mismatched measurements from those devices, e.g., international metric system versus U.S. measurement system. | C62983 | Compatibility Problem | 2960
FDA | C54451 | FDA Device Problem Code Hierarchy | C63039 | Mechanical Jam | 2983 | IMDRF:A0506 |  | The motion of the device is prevented or restricted. | The motion of the device is prevented or restricted. | C62961 | Mechanical Problem | 1384
FDA | C54451 | FDA Device Problem Code Hierarchy | C62961 | Mechanical Problem | 1384 | IMDRF:A05 | Mechanical Failure | Problems associated with mechanical actions or defects, including moving parts or subassemblies, etc. | Problems associated with mechanical actions or defects of the device, which includes any moving parts or subassemblies, etc. | C54451 | FDA Device Problem Code Hierarchy
FDA | C54451 | FDA Device Problem Code Hierarchy | C62960 | Mechanics Altered | 2984 | IMDRF:A0507 |  | Problem associated with a device mechanical functioning of machinery, moving parts or tools of device being changed or modified. | Problem associated with a device mechanical functioning of machinery, moving parts or tools of device being changed or modified. | C62961 | Mechanical Problem | 1384
FDA | C54451 | FDA Device Problem Code Hierarchy | C72887 | Medical Gas Supply Problem | 2985 | IMDRF:A1909 |  | Problem associated with the facility-supplied medical gases such as medical air, oxygen, nitrous oxide, and nitrogen. | Problem associated with the facility-supplied medical gases such as medical air, oxygen, nitrous oxide, and nitrogen. | C63209 | Environmental Compatibility Problem | 2929
FDA | C54451 | FDA Device Problem Code Hierarchy | C62908 | Melted | 1385 | IMDRF:A040610 | Material Molten¦Melts | Problem associated with a solid device being transformed into a molten or liquid state. | Problem associated with a solid device being transformed into a molten or liquid state. | C63248 | Material Deformation | 2976
FDA | C54451 | FDA Device Problem Code Hierarchy | C63297 | Microbial Contamination of Device | 2303 | IMDRF:A180105 | Bacterial Contamination¦Contamination, Bacterial | Problem associated with undesired microbial contamination of the device. | Problem associated with undesired microbial contamination of the device. | C63018 | Contamination During Use | 1120
FDA | C54451 | FDA Device Problem Code Hierarchy | C133722 | Migration | 4003 | IMDRF:A010402 |  | Problem with all or part of an implanted or invasive device moving from its intended location within the body. | Problem with all or part of an implanted or invasive device moving from its intended location within the body. | C62917 | Migration or Expulsion of Device | 1395
FDA | C54451 | FDA Device Problem Code Hierarchy | C62917 | Migration or Expulsion of Device | 1395 | IMDRF:A0104 |  | Problem with an implanted or invasive device moving within the body, or being completely expelled from the body. | Problem with an implanted or invasive device moving within the body, or being completely expelled from the body. | C133496 | Patient Device Interaction Problem | 4001
FDA | C54451 | FDA Device Problem Code Hierarchy | C62958 | Misassembled | 1398 | IMDRF:A2305 | Misassembly | Problem associated with incorrect assembly of the device or constituents after being put into use. | Problem associated with incorrect assembly of the device or constituents after being put into use. | C63318 | Use of Device Problem | 1670
FDA | C54451 | FDA Device Problem Code Hierarchy | C133721 | Misassembled During Installation | 4049 | IMDRF:A2001 |  | Problem associated with the use of the device characterized by incorrect assembly of device components, parts or constituents. | Problem associated with the use of the device characterized by incorrect assembly of device components, parts or constituents. | C63074 | Installation-Related Problem | 2965
FDA | C54451 | FDA Device Problem Code Hierarchy | C79147 | Misassembly by Users | 3133 | IMDRF:A230501 |  | Problem associated with incorrect assembly of the device or constituents by the users. | Problem associated with incorrect assembly of a medical device or constituents by the users. | C62958 | Misassembled | 1398
FDA | C54451 | FDA Device Problem Code Hierarchy | C133646 | Misassembly during Maintenance / Repair | 4054 | IMDRF:A230502 |  | Problem associated with incorrect assembly of the device or constituents during maintenance or repair. | Problem associated with incorrect assembly of the device or constituents during maintenance or repair. | C62958 | Misassembled | 1398
FDA | C54451 | FDA Device Problem Code Hierarchy | C62915 | Misconnection | 1399 | IMDRF:A1206 | Improper Connection | Problem associated with the connection of the device being improper or not in accordance with device specification, requirements or intended uses. | Problem associated with the connection of the device being improper or not in accordance with device specification, requirements or intended uses. | C62952 | Connection Problem | 2900
FDA | C54451 | FDA Device Problem Code Hierarchy | C62914 | Misfire | 2532 | IMDRF:A050502 |  | Issue associated with failure of device to discharge its load (e.g., surgical stapler failed to partially or completely deploy its staples). | Issue associated with failure of device to discharge its load (e.g., surgical stapler failed to partially or completely deploy its staples). | C133512 | Firing Problem | 4011
FDA | C54451 | FDA Device Problem Code Hierarchy | C62913 | Misfocusing | 1401 | IMDRF:A0601 |  | The problem relates to the poor focusing of the object or the focus is on the wrong object or in the wrong area. | The problem relates to the poor focusing of the object or the focus is on the wrong object or in the wrong area. | C62953 | Optical Problem | 3001
FDA | C54451 | FDA Device Problem Code Hierarchy | C133645 | Missing Information | 4053 | IMDRF:A210105 |  | Absence of information e.g. labeling, instruction for use. | Absence of information e.g. labeling, instruction for use. | C62976 | Device Markings / Labelling Problem | 2911
FDA | C54451 | FDA Device Problem Code Hierarchy | C95878 | Missing Test Results | 3267 | IMDRF:A090812 | Test Results, Missing | Problem associated with the results of a test or measurement not appearing. | Problem associated with the results of a test or measurement not appearing. | C62848 | Incorrect, Inadequate or Imprecise Result or Readings | 1535
FDA | C54451 | FDA Device Problem Code Hierarchy | C62910 | Moisture Damage | 1405 | IMDRF:A190501 |  | Problem associated with damage inflicted upon the device from water vapor or water in the immediate environment in which the device is being used. | Problem associated with damage inflicted upon the device from water vapor or water in the immediate environment in which the device is being used. | C62909 | Moisture or Humidity Problem | 2986
FDA | C54451 | FDA Device Problem Code Hierarchy | C62909 | Moisture or Humidity Problem | 2986 | IMDRF:A1905 |  | Problem associated with an unsatisfactory humidity level in the storage or use environment which affects the device performance. | Problem associated with an unsatisfactory humidity level in the storage or use environment which affects the device performance. | C63209 | Environmental Compatibility Problem | 2929
FDA | C54451 | FDA Device Problem Code Hierarchy | C62906 | Naturally Worn | 2988 | IMDRF:A040507 |  | Problem associated with material damage to a surface, usually involving progressive loss or displacement of material, due to relative motion between that surface and a contacting substance or substances. | Problem associated with material damage to a surface, usually involving progressive loss or displacement of material, due to relative motion between that surface and a contacting substance or substances. | C62970 | Degraded | 1153
FDA | C54451 | FDA Device Problem Code Hierarchy | C48660 | No Apparent Adverse Event | 3189 | IMDRF:A25 |  | A report has been received but the description provided does not appear to relate to an adverse event. This code allows a report to be recorded for administration purposes, even if it doesn't meet the requirements for adverse event reporting.¦If a value for test has to be provided, but has no given criteria (e.g., the result is for "report only" or "monitoring"). | Determination of a value is not relevant in the current context. | C54451 | FDA Device Problem Code Hierarchy
FDA | C54451 | FDA Device Problem Code Hierarchy | C63310 | No Audible Alarm | 1019 | IMDRF:A160102 | Alarm, Not Audible | The device fails to emit an audible alarm. | The device fails to emit an audible alarm. | C63033 | Device Alarm System | 1012
FDA | C54451 | FDA Device Problem Code Hierarchy | C62899 | No Audible Prompt / Feedback | 2282 | IMDRF:A090103 | Prompts, No Voice | Problem associated with the device ceasing to provide audible prompts. | Problem associated with the device ceasing to provide audible prompts. | C133545 | Audible Prompt / Feedback | 4020
FDA | C54451 | FDA Device Problem Code Hierarchy | C62900 | No Device Output | 1435 | IMDRF:A0907 | Output, None | Problem associated with no measurement outcome, value or data obtained from the device. | Problem associated with no measurement outcome, value or data obtained from the device. | C62941 | Output Problem | 3005
FDA | C54451 | FDA Device Problem Code Hierarchy | C62904 | No Display / Image | 1183 | IMDRF:A090206 | Display, Failure To | Problem associated with the absence of display or image. | Problem associated with the absence of display or image. | C63088 | Display or Visual Feedback Problem | 1184
FDA | C54451 | FDA Device Problem Code Hierarchy | C62903 | No Fail-Safe Mechanism | 2990 | IMDRF:A160202 |  | The device does not have a fail-safe mechanism, although such mechanism would be required for its appropriate and/or safe functioning. | The device that does not have a fail-safe mechanism, although such mechanism would be required for its appropriate and/or safe functioning. | C62997 | Fail-Safe Problem | 2936
FDA | C54451 | FDA Device Problem Code Hierarchy | C62902 | No Flow | 2991 | IMDRF:A1408 |  | Problem arising from the device failing to deliver the specified liquid or gas. | Problem arising from the device failing to deliver the specified liquid or gas. | C63075 | Infusion or Flow Problem | 2964
FDA | C54451 | FDA Device Problem Code Hierarchy | C95877 | No Pacing | 3268 | IMDRF:A071204 |  | Problem associated with the device ceasing to deliver paces. | Problem associated with the device ceasing to deliver paces. | C63169 | Pacing Problem | 1439
FDA | C54451 | FDA Device Problem Code Hierarchy | C64243 | No Pressure | 2994 | IMDRF:A141103 |  | Unintended complete loss of pressure, compromising the device's intended function. | Unintended complete loss of pressure, compromising the device's intended function. | C62934 | Pressure Problem | 3012
FDA | C54451 | FDA Device Problem Code Hierarchy | C133559 | No Tactile Prompts / Feedback | 4024 | IMDRF:A090302 |  | Problem associated with the device ceasing to provide tactile feedback. | Problem associated with the device ceasing to provide tactile feedback. | C133547 | Tactile Prompts / Feedback | 4022
FDA | C54451 | FDA Device Problem Code Hierarchy | C133546 | No Visual Prompts / Feedback | 4021 | IMDRF:A090207 |  | Problem associated with the device ceasing to provide visual feedback. | Problem associated with the device ceasing to provide visual feedback. | C63088 | Display or Visual Feedback Problem | 1184
FDA | C54451 | FDA Device Problem Code Hierarchy | C99179 | Noise, Audible | 3273 | IMDRF:A0508 | Acoustic Noise¦Audible Noise¦Noise, Acoustic | Problem associated with any unintended sound which emanates from the device (for example, squeaking from two parts rubbing together or buzzing sounds from electrical components). | An unintended or unpleasant sound that emanates from a device. | C62961 | Mechanical Problem | 1384
FDA | C54451 | FDA Device Problem Code Hierarchy | C133574 | Non Reproducible Results | 4029 | IMDRF:A090806 |  | Device results cannot be reliably reproduced. | Device results that cannot be reliably reproduced. | C62848 | Incorrect, Inadequate or Imprecise Result or Readings | 1535
FDA | C54451 | FDA Device Problem Code Hierarchy | C62898 | Nonstandard device | 1420 | IMDRF:A020102 |  | Problem associated with the device that does not meet the specifications or requirements for which it was manufactured (e.g. materials, parts, manufacturing process). | Problem associated with the device that does not meet the specifications or requirements for which it was manufactured (e.g. materials, parts, manufacturing process). | C62948 | Product Quality Problem | 1506
FDA | C54451 | FDA Device Problem Code Hierarchy | C62897 | Obstruction of Flow | 2423 | IMDRF:A1409 | Obstruction | Problem related to an obstruction or blockage within the device component (e.g. tube, opening, pipe) that results in restriction of flow. | Problem related to an obstruction or blockage within the device component (e.g. tube, opening, pipe) that results in restriction of flow. | C63075 | Infusion or Flow Problem | 2964
FDA | C54451 | FDA Device Problem Code Hierarchy | C63082 | Off-Label Use | 1494 | IMDRF:A2304 | Product, Incorrect | Problem associated with the device which has been used for an unapproved indication or for an unapproved intended use. | Problem associated with the device which has been used for an unapproved indication or for an unapproved intended use. | C63318 | Use of Device Problem | 1670
FDA | C54451 | FDA Device Problem Code Hierarchy | C62894 | Operating System Becomes Nonfunctional | 2996 | IMDRF:A110401 |  | Problem associated with malfunction of the computer operating system as opposed to an application software problem. | Problem associated with malfunction of the computer operating system as opposed to an application software problem. | C63270 | Computer Operating System Problem | 2898
FDA | C54451 | FDA Device Problem Code Hierarchy | C62893 | Operating System Version or Upgrade Problem | 2997 | IMDRF:A110402 |  | Problem associated with replacing an older operating system to an up-to-date operating system. | Problem associated with replacing an older operating system to an up-to-date operating system. | C63270 | Computer Operating System Problem | 2898
FDA | C54451 | FDA Device Problem Code Hierarchy | C62891 | Optical Decentration | 1360 | IMDRF:A0602 | Lens, Decentration Of | Problem associated with being off-center of optical lenses. | Problem associated with being off-center of optical lenses. | C62953 | Optical Problem | 3001
FDA | C54451 | FDA Device Problem Code Hierarchy | C62890 | Optical Discoloration | 2999 | IMDRF:A0603 |  | Problem associated with an undesired change of color. | Problem associated with an undesired change of color. | C62953 | Optical Problem | 3001
FDA | C54451 | FDA Device Problem Code Hierarchy | C62889 | Optical Distortion | 3000 | IMDRF:A0604 |  | Problem associated with an optical defect in an image-forming system whereby the image is not the shape of an ideal image of the object. | Problem associated with an optical defect in an image-forming system whereby the image is not the shape of an ideal image of the object. | C62953 | Optical Problem | 3001
FDA | C54451 | FDA Device Problem Code Hierarchy | C62888 | Optical Obstruction | 3002 | IMDRF:A0605 |  | Problem associated with the blocking of optical devices, e.g. visual pathways. | Problem associated with the blocking of optical devices, e.g. visual pathways. | C62953 | Optical Problem | 3001
FDA | C54451 | FDA Device Problem Code Hierarchy | C62953 | Optical Problem | 3001 | IMDRF:A06 |  | Problem associated with transmission of visible light affecting the quality of the image transmitted or otherwise affecting the intended application of the visible light path. | Problem associated with transmission of visible light affecting the quality of the image transmitted or otherwise affecting the intended application of the visible light path. | C54451 | FDA Device Problem Code Hierarchy
FDA | C54451 | FDA Device Problem Code Hierarchy | C62886 | Osseointegration Problem | 3003 | IMDRF:A0102 |  | Problem associated with interconnection between the bone tissue and the implanted device. | Problem associated with interconnection between the bone tissue and the implanted device. | C133496 | Patient Device Interaction Problem | 4001
FDA | C54451 | FDA Device Problem Code Hierarchy | C62943 | Output above Specifications | 1432 | IMDRF:A090404 |  | Device output is exceeding the documented specifications of the device. | Device output is exceeding the documented specifications of the device. | C63002 | Energy Output Problem | 1431
FDA | C54451 | FDA Device Problem Code Hierarchy | C62942 | Output below Specifications | 3004 | IMDRF:A090405 |  | Device output is below the documented specifications of the device. | Device output is below the documented specifications of the device. | C63002 | Energy Output Problem | 1431
FDA | C54451 | FDA Device Problem Code Hierarchy | C62941 | Output Problem | 3005 | IMDRF:A09 |  | Problem associated with any deviation from the documented specifications of the device that relate to the end result, data, or test results provided by the device. | Problem associated with any deviation from the documented specifications of the device that relate to the end result, data, or test results provided by the device. | C54451 | FDA Device Problem Code Hierarchy
FDA | C54451 | FDA Device Problem Code Hierarchy | C72890 | Overcorrection | 3006 | IMDRF:A0804 |  | Problem associated with an adjustment that surpasses a set of criteria. | Problem associated with an adjustment that surpasses a set of criteria. | C63028 | Calibration Problem | 2890
FDA | C54451 | FDA Device Problem Code Hierarchy | C62884 | Overfill | 2404 | IMDRF:A140302 |  | Excessive filling of a device. For complete failure to fill use "inability to auto-fill". For insufficient filling use "Short Fill". For inconsistent filling - use "Volume Accuracy Problem". | Excessive filling of a device. For complete failure to fill use inability to auto-fill. For insufficient filling use Short Fill. For inconsistent filling - use Volume Accuracy Problem. | C63144 | Filling Problem | 1233
FDA | C54451 | FDA Device Problem Code Hierarchy | C62883 | Overheating of Device | 1437 | IMDRF:A1005 | Overheat | Problem associated with the device producing high temperatures, such that its operation is compromised or harm is caused (e.g. overheating that produces melting of components or automatic shutdown). | Problem associated with the device producing high temperatures, such that its operation is compromised or harm is caused (e.g. overheating that produces melting of components or automatic shutdown). | C62922 | Temperature Problem | 3022
FDA | C54451 | FDA Device Problem Code Hierarchy | C62881 | Over-Sensing | 1438 | IMDRF:A070909 |  | Problem related to failure of the device to properly filter cardiac signals resulting in inappropriate device response. | Problem related to failure of the device to properly filter cardiac signals resulting in inappropriate device response. | C63238 | Device Sensing Problem | 2917
FDA | C54451 | FDA Device Problem Code Hierarchy | C62880 | Pacemaker Found in Back-Up Mode | 1440 | IMDRF:A071205 |  | A device with a pacing function found in back-up Mode. This may be an appropriate fail-safe action (e.g. end of battery life), or be caused by device-malfunction or due to operator error. | A device with a pacing function found in back-up mode. This may be an appropriate fail-safe action (e.g. end of battery life), or be caused by device-malfunction or due to operator error. | C63169 | Pacing Problem | 1439
FDA | C54451 | FDA Device Problem Code Hierarchy | C63298 | Pacing Asynchronously | 1441 | IMDRF:A071206 |  | Problem associated with a pacing transmission process such that between any two significant instants in the same group, there is always an integral number of unit intervals. Between two significant instants located in different groups, there are not always an integral number of unit intervals. | Problem associated with a pacing transmission process such that between any two significant instants in the same group, there is always an integral number of unit intervals. Between two significant instants located in different groups, there are not always an integral number of unit intervals. | C63169 | Pacing Problem | 1439
FDA | C54451 | FDA Device Problem Code Hierarchy | C63097 | Pacing Inadequately | 1442 | IMDRF:A071207 |  | Pacing voltage or pulse width is less than desired. | Pacing voltage or pulse width is less than desired. | C63169 | Pacing Problem | 1439
FDA | C54451 | FDA Device Problem Code Hierarchy | C63066 | Pacing Intermittently | 1443 | IMDRF:A071208 |  | Problem associated with the failure of pacing device for a limited period of time, following which the item recovers its ability to perform its required function without being subjected to any external corrective action. Note: such as failure is often recurrent. | Problem associated with the failure of pacing device for a limited period of time, following which the item recovers its ability to perform its required function without being subjected to any external corrective action. Note: such as failure is often recurrent. | C63169 | Pacing Problem | 1439
FDA | C54451 | FDA Device Problem Code Hierarchy | C63169 | Pacing Problem | 1439 | IMDRF:A0712 | Pace, Failure To | Problem associated with the inability of the device to generate a therapeutic simulated heart beat via electrical impulses. | Problem associated with the inability of the device to generate a therapeutic simulated heart beat via electrical impulses. | C63007 | Electrical /Electronic Property Problem | 1198
FDA | C54451 | FDA Device Problem Code Hierarchy | C62939 | Packaging Problem | 3007 | IMDRF:A0205 |  | Problem associated with the materials used to construct the cover or outer wrapping of the device. | Problem associated with the materials used to construct the cover or outer wrapping of the device. | C63041 | Manufacturing, Packaging or Shipping Problem | 2975
FDA | C54451 | FDA Device Problem Code Hierarchy | C63289 | Partial Blockage | 1065 | IMDRF:A140902 | Blockage | Problem related to an obstruction or blockage within the device component (e.g. tube, opening, pipe) that results in a reduction of the flow rate. | Problem related to an obstruction or blockage within the device component (e.g. tube, opening, pipe) that results in a reduction of the flow rate. | C62897 | Obstruction of Flow | 2423
FDA | C54451 | FDA Device Problem Code Hierarchy | C62879 | Particulates | 1451 | IMDRF:A030205 |  | Substances that consist of separate particles that are introduced by the device during use. | Substances that consist of separate particles that are introduced by the device during use. | C62982 | Device Ingredient or Reagent Problem | 2910
FDA | C54451 | FDA Device Problem Code Hierarchy | C91398 | Patient Data Problem | 3197 | IMDRF:A110702 |  | Event in which data is accessed by the healthcare provider and either the wrong patient or the wrong data is retrieved despite correct inquiry procedures. | Event in which data is accessed by the healthcare provider and either the wrong patient or the wrong data is retrieved despite correct inquiry procedures. | C91397 | Data Problem | 3196
FDA | C54451 | FDA Device Problem Code Hierarchy | C133496 | Patient Device Interaction Problem | 4001 | IMDRF:A01 |  | Problem related to the interaction between the patient and the device. | Problem related to the interaction between the patient and a medical device. | C54451 | FDA Device Problem Code Hierarchy
FDA | C54451 | FDA Device Problem Code Hierarchy | C62919 | Patient-Device Incompatibility | 2682 | IMDRF:A0101 |  | Problem associated with the interaction between the patient's physiology or anatomy and the device that affects the patient and/or the device. | Problem associated with the interaction between the patient's physiology or anatomy and the device that affects the patient and/or the device. | C133496 | Patient Device Interaction Problem | 4001
FDA | C54451 | FDA Device Problem Code Hierarchy | C62878 | Peeled / Delaminated | 1454 | IMDRF:A040506 |  | Peeling or delamination of composite materials, including coatings, that occurs when layers are separated as a result of stress or impact and resulting in loss of mechanical toughness. | Peeling or delamination of composite materials, including coatings, that occurs when layers are separated as a result of stress or impact and resulting in loss of mechanical toughness. | C62970 | Degraded | 1153
FDA | C54451 | FDA Device Problem Code Hierarchy | C62876 | Perivalvular Leak | 1457 | IMDRF:A050405 | Leak(s), Perivalvular¦Paravalvular Leak(s) | Problem associated with the escape of blood around a heart valve, particularly around its leaflets. | Problem associated with the escape of blood around a heart valve, particularly around its leaflets. | C63058 | Leak / Splash | 1354
FDA | C54451 | FDA Device Problem Code Hierarchy | C133513 | Physical Resistance / Sticking | 4012 | IMDRF:A0509 |  | Problem associated with the lack of movement in the device due parts sticking or seizing. | Problem associated with the lack of movement in the device due parts sticking or seizing. | C62961 | Mechanical Problem | 1384
FDA | C54451 | FDA Device Problem Code Hierarchy | C62874 | Pitted | 1460 | IMDRF:A040504 | Pitting | Problem associated with the corrosion of a material's surface, confined to a point or small area that takes the form of cavities. | Problem associated with the corrosion of a material's surface, confined to a point or small area that takes the form of cavities. | C62970 | Degraded | 1153
FDA | C54451 | FDA Device Problem Code Hierarchy | C62872 | Pocket Stimulation | 1463 | IMDRF:A071209 |  | Problem associated with a pocket of skin in which the pulse generator is housed. | Problem associated with a pocket of skin in which the pulse generator is housed. | C63169 | Pacing Problem | 1439
FDA | C54451 | FDA Device Problem Code Hierarchy | C62869 | Poor Quality Image | 1408 | IMDRF:A090208 | Monitor, Image Quality Poor | Inadequate quality of an image or any visual representation displayed by the device, or output from the device. | Inadequate quality of an image or any visual representation displayed by the device, or output from the device. | C63088 | Display or Visual Feedback Problem | 1184
FDA | C54451 | FDA Device Problem Code Hierarchy | C63183 | Positioning Failure | 1158 | IMDRF:A150201 | Deploy, Failure To | Problem associated with the inability of the device to be positioned in a specified location. | Problem associated with the inability of the medical device to be positioned in a specified location. | C63034 | Positioning Problem | 3009
FDA | C54451 | FDA Device Problem Code Hierarchy | C63034 | Positioning Problem | 3009 | IMDRF:A1502 |  | Problem associated with the movement of the device to an intended location. | Problem associated with the movement of the device to an intended location. | C63013 | Activation, Positioning or Separation Problem | 2906
FDA | C54451 | FDA Device Problem Code Hierarchy | C62868 | Power Conditioning Problem | 1474 | IMDRF:A191003 |  | Problem associated with a momentary overpower/over voltage from the utility and electrical systems of user facilities; - Problem associated with inadequate power conditioning such as the presence of fluctuation, surges, spikes, dropouts, noise and other such undesirable transients. | Problem associated with a momentary overpower/over voltage from the utility and electrical systems of user facilities; or inadequate power conditioning such as the presence of fluctuation, surges, spikes, dropouts, noise and other such undesirable transients. | C63217 | Electrical Power Problem | 2925
FDA | C54451 | FDA Device Problem Code Hierarchy | C63025 | Power Problem | 3010 | IMDRF:A0708 |  | Problem associated with the energy to operate the device. | Problem associated with the energy to operate the device. | C63007 | Electrical /Electronic Property Problem | 1198
FDA | C54451 | FDA Device Problem Code Hierarchy | C62866 | Precipitate in Device or device Ingredient | 1478 | IMDRF:A030203 | Precipitate | Problem associated with the separation of solid particles from a liquid as the result of a chemical or physical change. | Problem associated with the separation of solid particles from a liquid as the result of a chemical or physical change. | C62982 | Device Ingredient or Reagent Problem | 2910
FDA | C54451 | FDA Device Problem Code Hierarchy | C62863 | Premature Activation | 1484 | IMDRF:A150103 | Premature System Activation | Problem associated with early and unexpected activation of the device. | Problem associated with early and unexpected activation of the device. | C133631 | Activation Problem | 4042
FDA | C54451 | FDA Device Problem Code Hierarchy | C62864 | Premature Discharge of Battery | 1057 | IMDRF:A070504 | Battery, Premature Discharge Of | Battery discharging earlier than expected. | Battery discharging earlier than expected. | C63030 | Battery Problem | 2885
FDA | C54451 | FDA Device Problem Code Hierarchy | C63315 | Premature Elective Replacement Indicator | 1483 | IMDRF:A160601 | Premature ERI | Problems with the early or unexpected activation of the elective replacement indicator. | Problems with the early or unexpected activation of the elective replacement indicator. | C62865 | Premature Indicator Activation | 3011
FDA | C54451 | FDA Device Problem Code Hierarchy | C63320 | Premature End-of-Life Indicator | 1480 | IMDRF:A160602 | Premature EOL | Problem with the early or unexpected activation of the end-of-life indicator. | Problem with the early or unexpected activation of the end-of-life indicator. | C62865 | Premature Indicator Activation | 3011
FDA | C54451 | FDA Device Problem Code Hierarchy | C62865 | Premature Indicator Activation | 3011 | IMDRF:A1606 |  | Problems with the activation of a protective measure indicator earlier than expected. | Problems with the activation of a protective measure indicator earlier than expected. | C62932 | Protective Measures Problem | 3015
FDA | C54451 | FDA Device Problem Code Hierarchy | C133634 | Premature Separation | 4045 | IMDRF:A150303 |  | Problem associated with an early and unexpected detachment or separation of the device from the system. | Problem associated with an early and unexpected detachment or separation of the device from the system. | C133632 | Separation Problem | 4043
FDA | C54451 | FDA Device Problem Code Hierarchy | C62934 | Pressure Problem | 3012 | IMDRF:A1411 |  | Problem associated with the application of a force either internal or external to device that compromises the flow of fluid or gas. | Problem associated with the application of a force either internal or external to device that compromises the flow of fluid or gas. | C63075 | Infusion or Flow Problem | 2964
FDA | C54451 | FDA Device Problem Code Hierarchy | C133629 | Priming Problem | 4040 | IMDRF:A1414 |  | Problem associated with the preparation of the device to begin pumping. | Problem associated with the preparation of the device to begin pumping. | C63075 | Infusion or Flow Problem | 2964
FDA | C54451 | FDA Device Problem Code Hierarchy | C63163 | Problem with Removal of Enzymatic Cleaner | 1213 | IMDRF:A180304 | Enzymatic Cleaner, Failure To Remove | Enzymatic cleaner was not removed properly. | Enzymatic cleaner was not removed properly from the device. | C63099 | Device Reprocessing Problem | 1091
FDA | C54451 | FDA Device Problem Code Hierarchy | C67507 | Problem with Software Installation | 3013 | IMDRF:A110207 |  | Problem associated with installing the device software in a manner that allows full functioning of the device. Source of installation could be manufacturer or user. | Problem associated with installing a medical device software in a manner that allows full functioning of a medical device. Source of installation could be manufacturer or user. | C63305 | Application Program Problem | 2880
FDA | C54451 | FDA Device Problem Code Hierarchy | C63156 | Problem with Sterilization | 1596 | IMDRF:A180305 | Sterilization Failure¦Sterilization, Inadequate | Device was not sterilized properly during reprocessing. | Device was not sterilized properly during reprocessing. | C63099 | Device Reprocessing Problem | 1091
FDA | C54451 | FDA Device Problem Code Hierarchy | C62948 | Product Quality Problem | 1506 | IMDRF:A0201 | Device Or Device Component Quality Issue¦Quality, Unsatisfactory Or Poor | Problem associated with an inherent device characteristic that is not satisfactory as specified or delivered. | A difficulty with the quality of part of the device or the device itself. | C63041 | Manufacturing, Packaging or Shipping Problem | 2975
FDA | C54451 | FDA Device Problem Code Hierarchy | C133625 | Program or Algorithm Execution Failure | 4036 | IMDRF:A110303 |  | Problem associated with the failure of a program or algorithm to execute. Sudden/unexpected interruption to a program's execution. | Problem associated with the failure of a program or algorithm to execute. Sudden /unexpected interruption to a program's execution. | C133593 | Program or Algorithm Execution Problem | 4033
FDA | C54451 | FDA Device Problem Code Hierarchy | C133593 | Program or Algorithm Execution Problem | 4033 | IMDRF:A1103 |  | Problem associated with execution problems relating to program or algorithm. | Problem associated with execution problems relating to program or algorithm. | C63269 | Computer Software Problem | 1112
FDA | C54451 | FDA Device Problem Code Hierarchy | C62932 | Protective Measures Problem | 3015 | IMDRF:A16 |  | Problem associated with any deviations from the documented specifications of the device that relate to the implemented and inherited design features specific to devices used for reducing risks to patient or caregiver or maintaining risks within specified levels. | Problem associated with any deviations from the documented specifications of the device that relate to the implemented and inherited design features specific to devices used for reducing risks to patient or caregiver or maintaining risks within specified levels. | C54451 | FDA Device Problem Code Hierarchy
FDA | C54451 | FDA Device Problem Code Hierarchy | C62860 | Pumping Problem | 3016 | IMDRF:A1412 |  | Problem associated with pump performance deviating from specifications in a way to compromise flow or infusion. | Problem associated with pump performance deviating from specifications in a way to compromise flow or infusion. | C63075 | Infusion or Flow Problem | 2964
FDA | C54451 | FDA Device Problem Code Hierarchy | C62859 | Pumping Stopped | 1503 | IMDRF:A141204 | Pumping, Stopped | Unexpected /unintended cessation of pump. | Unexpected /unintended cessation of pump. | C62860 | Pumping Problem | 3016
FDA | C54451 | FDA Device Problem Code Hierarchy | C62857 | Radiation Leak | 1357 | IMDRF:A050404 | Leak, Radiation | Escape of radiation (energy in the form of waves or subatomic particles, especially those that cause ionization) through containment structures, leading to unintended exposure. | Escape of radiation (energy in the form of waves or subatomic particles, especially those that cause ionization) through containment structures, leading to unintended exposure. | C63058 | Leak / Splash | 1354
FDA | C54451 | FDA Device Problem Code Hierarchy | C133569 | Radiation Output Failure | 4027 | IMDRF:A090501 |  | Problem associated with the absence of radiation output from radiological or diagnostic devices. | Problem associated with the absence of radiation output from radiological or diagnostic devices. | C133562 | Radiation Output Problem | 4026
FDA | C54451 | FDA Device Problem Code Hierarchy | C133562 | Radiation Output Problem | 4026 | IMDRF:A0905 |  | Problem with the device's intended output of radiation. | Problem with the device's intended output of radiation. | C62941 | Output Problem | 3005
FDA | C54451 | FDA Device Problem Code Hierarchy | C72892 | Radiation Overexposure | 3017 | IMDRF:A090502 |  | Problem associated with excessive radiation emitted from radiological or diagnostic devices. | Problem associated with excessive radiation emitted from radiological or diagnostic devices. | C133562 | Radiation Output Problem | 4026
FDA | C54451 | FDA Device Problem Code Hierarchy | C72893 | Radiation Underexposure | 3018 | IMDRF:A090503 |  | Problem associated with too little radiation emitted from radiological or diagnostic devices. | Problem associated with too little radiation emitted from radiological or diagnostic devices. | C133562 | Radiation Output Problem | 4026
FDA | C54451 | FDA Device Problem Code Hierarchy | C62855 | Radiofrequency Interference (RFI) | 2314 | IMDRF:A072002 |  | Problem associated with the degradation of the reception of a wanted signal caused by RF disturbance. | Problem associated with the degradation of the reception of a wanted signal caused by RF disturbance. | C63215 | Electromagnetic Compatibility Problem | 2927
FDA | C54451 | FDA Device Problem Code Hierarchy | C62854 | Reflux within Device | 1522 | IMDRF:A140507 | Reflux | Problem associated with partial backflow, compromising the device's flow output. | Problem associated with partial backflow, compromising the device's flow output. | C63110 | Improper Flow or Infusion | 2954
FDA | C54451 | FDA Device Problem Code Hierarchy | C62852 | Reset Problem | 3019 | IMDRF:A1605 |  | Problem associated with setting a variable, register, or other storage location back to a prescribed state. | Problem associated with setting a variable, register, or other storage location back to a prescribed state. | C62932 | Protective Measures Problem | 3015
FDA | C54451 | FDA Device Problem Code Hierarchy | C62850 | Residue After Decontamination | 2325 | IMDRF:A180306 | Residue | Problem associated with the decontamination process not adequately removing unwanted visible soil, foreign material, or organism deposits. | Problem associated with the decontamination process not adequately removing unwanted visible soil, foreign material, or organism deposits. | C63099 | Device Reprocessing Problem | 1091
FDA | C54451 | FDA Device Problem Code Hierarchy | C62849 | Restricted Flow rate | 1248 | IMDRF:A140508 | Flowrate, Restricted | Problem associated with flow rate. Flow volume delivered over time is not reaching intended flow rate. | Problem associated with flow rate. Flow volume delivered over time is not reaching intended flow rate. | C63110 | Improper Flow or Infusion | 2954
FDA | C54451 | FDA Device Problem Code Hierarchy | C62929 | Retraction Problem | 1536 | IMDRF:A0510 | Retract, Failure To | Problem associated with drawing back the device to an intended location. | Problem associated with drawing back the device to an intended location. | C62961 | Mechanical Problem | 1384
FDA | C54451 | FDA Device Problem Code Hierarchy | C62846 | Scratched Material | 3020 | IMDRF:A0415 | Scratched | Problem associated with an undesirable shallow cut or narrow groove in the surface of the device materials. | Problem associated with an undesirable shallow cut or narrow groove in the surface of the device materials. | C62968 | Material Integrity Problem | 2978
FDA | C54451 | FDA Device Problem Code Hierarchy | C62844 | Self-Activation or Keying | 1557 | IMDRF:A150104 | Self-Activation/Keying | Problem associated with the unintended activation of the device, or the device having been unexpectedly turned on during use. | Problem associated with the unintended activation of the device, or a device having been unexpectedly turned on during use. | C133631 | Activation Problem | 4042
FDA | C54451 | FDA Device Problem Code Hierarchy | C63065 | Sensing Intermittently | 1558 | IMDRF:A070911 |  | Problem with the device receiving an incoming signal on an intermittent basis when expected to be continuous. | Problem with the device receiving an incoming signal on an intermittent basis when expected to be continuous. | C63238 | Device Sensing Problem | 2917
FDA | C54451 | FDA Device Problem Code Hierarchy | C63159 | Separation Failure | 2547 | IMDRF:A150301 | Separate, Failure To | Problem associated with the device or one of its components failing to detach or separate as intended. | Problem associated with the device or one of its components failing to detach or separate as intended. | C133632 | Separation Problem | 4043
FDA | C54451 | FDA Device Problem Code Hierarchy | C133632 | Separation Problem | 4043 | IMDRF:A1503 |  | Problem associated with the detachment or separation of the device. | Problem associated with the detachment or separation of device. | C63013 | Activation, Positioning or Separation Problem | 2906
FDA | C54451 | FDA Device Problem Code Hierarchy | C133514 | Sharp Edges | 4013 | IMDRF:A051102 |  | The device has undesirable sharp edges which can cause harm or damage. | The device has undesirable sharp edges which can cause harm or damage. | C62923 | Structural Problem | 2506
FDA | C54451 | FDA Device Problem Code Hierarchy | C62842 | Shielding Failure | 1568 | IMDRF:A1607 |  | Problem associated with the device inability to act as a barrier for absorption of radiation energy in X-rays, gamma rays, etc. | Problem associated with the device inability to act as a barrier for absorption of radiation energy in X-rays, gamma rays, etc. | C62932 | Protective Measures Problem | 3015
FDA | C54451 | FDA Device Problem Code Hierarchy | C62925 | Shipping Damage or Problem | 1570 | IMDRF:A0207 |  | Problem associated with shipping damage or problem prior to the use of the device. | Problem associated with shipping damage or problem prior to the use of the device. | C63041 | Manufacturing, Packaging or Shipping Problem | 2975
FDA | C54451 | FDA Device Problem Code Hierarchy | C62841 | Short Fill | 1575 | IMDRF:A140303 |  | Insufficient filling of a device. For complete failure to fill use "inability to auto-fill". For insufficient filling use "short fill". For inconsistent filling - use "Volume Accuracy Problem". | Insufficient filling of a device. For complete failure to fill use inability to auto-fill. For insufficient filling use short fill. For inconsistent filling - use Volume Accuracy Problem. | C63144 | Filling Problem | 1233
FDA | C54451 | FDA Device Problem Code Hierarchy | C63300 | Signal Artifact | 1036 | IMDRF:A090801 |  | Problem associated with impurities or interference in a signal (e.g. ECG artifact). | Problem associated with impurities or interference in a signal (e.g. ECG artifact). | C62848 | Incorrect, Inadequate or Imprecise Result or Readings | 1535
FDA | C54451 | FDA Device Problem Code Hierarchy | C63003 | Smoking | 1585 | IMDRF:A1009 | Smoke | Problem associated with a cloud of vapor or gas generated from the device, generally associated after a fire or a burn. | Problem associated with a cloud of vapor or gas generated from the device, generally associated after a fire or a burn. | C62922 | Temperature Problem | 3022
FDA | C54451 | FDA Device Problem Code Hierarchy | C62838 | Solder Joint Fracture | 2324 | IMDRF:A040104 |  | Problem associated with undesired damage or breakage in a solder joint of materials used in the device construction. | Problem associated with undesired damage or breakage in a solder joint of materials used in the device construction. | C62973 | Break | 1069
FDA | C54451 | FDA Device Problem Code Hierarchy | C62837 | Sparking | 2595 | IMDRF:A0704 |  | Problem associated with a flash of light related to an electrical discharge into a normally non conductive medium, such as air. Not associated with a discharge between two conductive surfaces. | Problem associated with a flash of light related to an electrical discharge into a normally non conductive medium, such as air. Not associated with a discharge between two conductive surfaces. | C63007 | Electrical /Electronic Property Problem | 1198
FDA | C54451 | FDA Device Problem Code Hierarchy | C62835 | Stretched | 1601 | IMDRF:A040611 | Material Stretched | Problem associated with an increase or elongation in a materials' dimension. | Problem associated with an increase or elongation in a materials' dimension. | C63248 | Material Deformation | 2976
FDA | C54451 | FDA Device Problem Code Hierarchy | C62923 | Structural Problem | 2506 | IMDRF:A0511 | Structural Failure | Problem associated with the basic physical construction or physical make up of the device. | Problem associated with the basic physical construction or physical make up of the device. | C62961 | Mechanical Problem | 1384
FDA | C54451 | FDA Device Problem Code Hierarchy | C133628 | Suction Failure | 4039 | IMDRF:A141303 |  | Problem associated with the complete inability to provide suction. | Problem associated with the complete inability to provide suction. | C62833 | Suction Problem | 2170
FDA | C54451 | FDA Device Problem Code Hierarchy | C62833 | Suction Problem | 2170 | IMDRF:A1413 | Suction Failure | Problem associated with suction equipment, which may be a manual, electrical, vacuum or pressure source operated to evacuate and remove undesired substances (air, gas, fluid, or particulates) via tubing and collection bag. | Problem associated with suction equipment, which may be a manual, electrical, vacuum or pressure source operated to evacuate and remove undesired substances (air, gas, fluid, or particulates) via tubing and collection bag. | C63075 | Infusion or Flow Problem | 2964
FDA | C54451 | FDA Device Problem Code Hierarchy | C133547 | Tactile Prompts / Feedback | 4022 | IMDRF:A0903 |  | Problem with any deviation from the documented specifications of the device that relate to tactile feedback. e.g. device vibrational prompt. | Problem with any deviation from the documented specifications of the device that relates to tactile feedback, e.g. device vibrational prompt. | C62941 | Output Problem | 3005
FDA | C54451 | FDA Device Problem Code Hierarchy | C62831 | Tear, Rip or Hole in Device Packaging | 2385 | IMDRF:A020504 | Packaging, Tears, Rips, Holes In | Problem associated with packaging damage (tear, rip or hole) prior to the use of the device. | Problem associated with packaging damage (tear, rip or hole) prior to the use of the device. | C62939 | Packaging Problem | 3007
FDA | C54451 | FDA Device Problem Code Hierarchy | C62830 | Telemetry Discrepancy | 1629 | IMDRF:A1304 |  | Problem associated with variability of the transmission of telemetry signals. | Problem associated with variability of the transmission of telemetry signals. | C63271 | Communication or Transmission Problem | 2896
FDA | C54451 | FDA Device Problem Code Hierarchy | C62922 | Temperature Problem | 3022 | IMDRF:A10 |  | Problem associated with the device producing unintended temperatures. | Problem associated with the device producing unintended temperatures. | C54451 | FDA Device Problem Code Hierarchy
FDA | C54451 | FDA Device Problem Code Hierarchy | C62828 | Therapeutic or Diagnostic Output Failure | 3023 | IMDRF:A090406 |  | Problem associated with the failure of the device to deliver the output required for treatment or identification of a disease. | Problem associated with the failure of the device to deliver the output required for treatment or identification of a disease. | C63002 | Energy Output Problem | 1431
FDA | C54451 | FDA Device Problem Code Hierarchy | C62858 | Therapy Delivered to Incorrect Body Area | 1508 | IMDRF:A090407 |  | Problem associated with the device causing unintended therapeutic action to an area of the body other than the intended area. | Problem associated with the device causing unintended therapeutic action to an area of the body other than the intended area. | C63002 | Energy Output Problem | 1431
FDA | C54451 | FDA Device Problem Code Hierarchy | C63286 | Thermal Decomposition of Device | 1071 | IMDRF:A1006 | Burn¦Burned¦Burnt | Problems associated with a discoloration or destruction as a result of thermal decomposition of the device. | Problems associated with a discoloration or destruction as a result of thermal decomposition of the device. | C62922 | Temperature Problem | 3022
FDA | C54451 | FDA Device Problem Code Hierarchy | C63138 | Tidal Volume Fluctuations | 1634 | IMDRF:A140509 |  | Problem associated with the amount of gas that is inspired and expired during one respiratory cycle. | Problem associated with the amount of gas that is inspired and expired during one respiratory cycle. | C63110 | Improper Flow or Infusion | 2954
FDA | C54451 | FDA Device Problem Code Hierarchy | C62826 | Unable to Obtain Readings | 1516 | IMDRF:A090811 | Readings, Unable To Obtain | The device does not provide or display a valid reading. | The device does not provide or display a valid reading. | C62848 | Incorrect, Inadequate or Imprecise Result or Readings | 1535
FDA | C54451 | FDA Device Problem Code Hierarchy | C63259 | Unauthorized Access to Computer System | 3025 | IMDRF:A110502 |  | Problem associated with an access that was not permitted to the computer system that may lead to modification of program, corruption of data, or and break in network security. This concept is closely associated with computer integrity which is the degree to which a system or component prevents unauthorized access to, or modification of, computer programs or data. | Problem associated with an access that was not permitted to the computer system that may lead to modification of program, corruption of data, or and break in network security. This concept is closely associated with computer integrity which is the degree to which a system or component prevents unauthorized access to, or modification of, computer programs or data. | C64348 | Computer System Security Problem | 2899
FDA | C54451 | FDA Device Problem Code Hierarchy | C133644 | Unclear Information | 4052 | IMDRF:A210104 |  | Problem associated with ambiguous, confused information. | Problem associated with ambiguous, confusing information. | C62976 | Device Markings / Labelling Problem | 2911
FDA | C54451 | FDA Device Problem Code Hierarchy | C62822 | Under-Sensing | 1661 | IMDRF:A070910 |  | Problem related to failure of the device to properly detect intrinsic cardiac activity and respond appropriately. | Problem related to failure of the device to properly detect intrinsic cardiac activity and respond appropriately. | C63238 | Device Sensing Problem | 2917
FDA | C54451 | FDA Device Problem Code Hierarchy | C133544 | Unexpected Shutdown | 4019 | IMDRF:A0719 |  | Problem associated with the device unexpectedly powering down. | Problem associated with the device unexpectedly powering down. | C63007 | Electrical /Electronic Property Problem | 1198
FDA | C54451 | FDA Device Problem Code Hierarchy | C62821 | Unexpected Therapeutic Results | 1631 | IMDRF:A0909 | Therapeutic Results, Unexpected | Problem associated with the use of the device for therapeutic purposes. | Problem associated with the use of a medical device for therapeutic purposes. | C62941 | Output Problem | 3005
FDA | C54451 | FDA Device Problem Code Hierarchy | C133571 | Unexpected/Unintended Radiation Output | 4028 | IMDRF:A090504 |  | Device-emitted radiation when it was not supposed to. This applies to devices which are intended to emit radiation, and the radiation being emitted from the correct part of the device, but at an incorrect time. Use "radiation leak" if the device emits radiation which should never have been emitted, or from a location from which it should never be emitted. | Device-emitted radiation when it was not supposed to. This applies to devices which are intended to emit radiation, and the radiation being emitted from the correct part of the device, but at an incorrect time. | C133562 | Radiation Output Problem | 4026
FDA | C54451 | FDA Device Problem Code Hierarchy | C133594 | Unintended Application Program Shut Down | 4032 | IMDRF:A110208 |  | Problem associated with an unintended shut down by malfunction of the application program. | Problem associated with an unintended shut down by malfunction of the application program. | C63305 | Application Program Problem | 2880
FDA | C54451 | FDA Device Problem Code Hierarchy | C62819 | Unintended Collision | 1429 | IMDRF:A051205 | Collision, Unintended | Problem associated with the device impacting with another object. | Problem associated with the device impacting with another object. | C62814 | Unintended Movement | 3026
FDA | C54451 | FDA Device Problem Code Hierarchy | C133636 | Unintended compatibility | 4047 | IMDRF:A1704 |  | Problem associated with the ability of two or more devices which are intended to be incompatible but are able to work or fit together. | Problem associated with the ability of two or more devices which are intended to be incompatible but are able to work or fit together. | C62983 | Compatibility Problem | 2960
FDA | C54451 | FDA Device Problem Code Hierarchy | C62817 | Unintended Ejection | 1234 | IMDRF:A050302 | Film Cartridge Ejection, Unintended | Problem associated with unexpected discharge of the device from expected location includes but not limited to the device such as clip appliers, film cartridge, staples. | Problem associated with unexpected discharge of the device from expected location includes but not limited to the device such as clip appliers, film cartridge, staples. | C133510 | Ejection Problem | 4009
FDA | C54451 | FDA Device Problem Code Hierarchy | C133527 | Unintended Electrical Shock | 4018 | IMDRF:A0714 |  | The device delivers unintended electrical shock. Unintended defibrillation shock should be coded as "Inappropriate Shock" code number A071302. | The device delivers unintended electrical shock. | C63007 | Electrical /Electronic Property Problem | 1198
FDA | C54451 | FDA Device Problem Code Hierarchy | C62814 | Unintended Movement | 3026 | IMDRF:A0512 |  | Problem associated with an undesired movement of the device, which may be related to the device- malfunction, misdiagnosis, or mistreatment. | Movement of the device to an unintended location within the body. | C62961 | Mechanical Problem | 1384
FDA | C54451 | FDA Device Problem Code Hierarchy | C62818 | Unintended power up | 1162 | IMDRF:A070804 | Device Energization, Unintended¦Unintended Device Energization | Problem associated with the device turning on when not intended. | Problem associated with the device turning on when not intended. | C63025 | Power Problem | 3010
FDA | C54451 | FDA Device Problem Code Hierarchy | C62813 | Unintended System Motion | 1430 | IMDRF:A051206 | System Motion, Unintended | Problem associated with any motion of the system or components that was not initiated by the user. | Problem associated with any motion of the system or components that was not initiated by the user. | C62814 | Unintended Movement | 3026
FDA | C54451 | FDA Device Problem Code Hierarchy | C62811 | Unraveled Material | 1664 | IMDRF:A040508 |  | Problem due to the undesired unravelling of material (e.g. disentangled, unwound etc.). | Problem due to the device's undesired unravelling of material (e.g. disentangled, unwound etc.). | C62970 | Degraded | 1153
FDA | C54451 | FDA Device Problem Code Hierarchy | C62810 | Unsealed Device Packaging | 1444 | IMDRF:A020503 | Packaging, Unsealed | Problem associated with the loss of packaging seal. | Problem associated with the device's loss of packaging seal. | C62939 | Packaging Problem | 3007
FDA | C54451 | FDA Device Problem Code Hierarchy | C62809 | Unstable | 1667 | IMDRF:A051207 |  | Problem associated with the mechanical stability of the device. | Problem associated with the mechanical stability of a device. | C62814 | Unintended Movement | 3026
FDA | C54451 | FDA Device Problem Code Hierarchy | C95876 | Unstable Capture Threshold | 3269 | IMDRF:A070104 | Capture Threshold, Unstable | Problem with the amount of output energy needed to cause cardiac depolarization being unstable. | Problem with the amount of output energy needed to cause cardiac depolarization being unstable. | C63027 | Capturing Problem | 2891
FDA | C54451 | FDA Device Problem Code Hierarchy | C63318 | Use of Device Problem | 1670 | IMDRF:A23 | Device, Incorrect Care/Use Of | Problem associated with failure to process, service, or operate the device according to the manufacturer's recommendations or recognized best practices. | Problem associated with failure to process, service, or operate the device according to the manufacturer's recommendations or recognized best practices. | C54451 | FDA Device Problem Code Hierarchy
FDA | C54451 | FDA Device Problem Code Hierarchy | C63264 | Use of Incorrect Control Settings | 1126 | IMDRF:A2302 | Control Settings Incorrect | Problem associated with the use of the device in terms of inappropriate and false control setting for the device's specified operation and/or intended use. | Problem associated with the use of the device in terms of inappropriate and false control setting for the device's specified operation and/or intended use. | C63318 | Use of Device Problem | 1670
FDA | C54451 | FDA Device Problem Code Hierarchy | C62807 | Ventilation Problem in Device Environment | 3027 | IMDRF:A1906 |  | Problem associated with the circulation of fresh air in the immediate atmosphere in which the device is being used. | Problem associated with the circulation of fresh air in the immediate atmosphere in which the device is being used. | C63209 | Environmental Compatibility Problem | 2929
FDA | C54451 | FDA Device Problem Code Hierarchy | C62806 | Vibration | 1674 | IMDRF:A051208 |  | Problem associated with the undesirable mechanical oscillation. | Problem associated with the undesirable mechanical oscillation in a device. | C62814 | Unintended Movement | 3026
FDA | C54451 | FDA Device Problem Code Hierarchy | C62861 | Visual Prompts will not Clear | 2281 | IMDRF:A090209 |  | Problem with visual messages which continue to be displayed on / by the device after the appropriate action has been taken. | Problem with visual messages which continue to be displayed on/by the device after the appropriate action has been taken. | C63088 | Display or Visual Feedback Problem | 1184
FDA | C54451 | FDA Device Problem Code Hierarchy | C62805 | Volume Accuracy Problem | 1675 | IMDRF:A140304 | Volume Accuracy | Inconsistent filling of a device. This describes a problem which is observed to vary between overfilling and under filling, and may be intermittent. Use "Overfill" or "Short Fill" if problem is consistent. | Inconsistent filling of a device. This describes a problem which is observed to vary between overfilling and under filling, and may be intermittent. Use Overfill or Short Fill if problem is consistent. | C63144 | Filling Problem | 1233
FDA | C54451 | FDA Device Problem Code Hierarchy | C104820 | Wireless Communication Problem | 3283 | IMDRF:A1305 |  | Problems with the RF wireless technology characteristics and performance (e.g., frequency, output power, range, reception), wireless quality of service, wireless coexistence, security of wireless signals and data, and electromagnetic compatibility. | Problems with the RF wireless technology characteristics and performance (e.g., frequency, output power, range, reception), wireless quality of service, wireless coexistence, security of wireless signals and data, and electromagnetic compatibility. | C63271 | Communication or Transmission Problem | 2896
FDA | C91802 | FDA Manufacturer Evaluation Conclusion Code Hierarchy | C139525 | Adverse Event Related to Commutability | 4312 | IMDRF:D1003 |  | The adverse event occurred because the material being used to calibrate or assess IVD performance did not have similar properties to those of human samples, leading to inappropriate bias and erroneous results. Examples of materials include: reference materials, calibrators, proficiency testing samples. | The adverse event occurred because the material being used to calibrate or assess IVD performance did not have similar properties to those of human samples, leading to inappropriate bias and erroneous results. Examples of materials include: reference materials, calibrators, proficiency testing samples. | C139470 | Cause cannot be Traced to Device | 4310
FDA | C91802 | FDA Manufacturer Evaluation Conclusion Code Hierarchy | C91872 | Adverse Event Related to Patient Condition | 50 | IMDRF:D1001 |  | An existing condition or disease is demonstrably responsible for the adverse event and use of the device has neither caused nor otherwise influenced this condition/disease-related adverse event. | An existing condition or disease is demonstrably responsible for the adverse event and use of the device has neither caused nor otherwise influenced this condition/disease-related adverse event. | C139470 | Cause cannot be Traced to Device | 4310
FDA | C91802 | FDA Manufacturer Evaluation Conclusion Code Hierarchy | C139526 | Adverse Event Related to Procedure | 4311 | IMDRF:D1002 |  | The adverse event occurred during the procedure and the device had no influence on event. | The adverse event occurred during the procedure and the device had no influence on event. | C139470 | Cause cannot be Traced to Device | 4310
FDA | C91802 | FDA Manufacturer Evaluation Conclusion Code Hierarchy | C139469 | Appropriate Term/Code Not Available | 4316 | IMDRF:D17 |  | The concluded cause is not adequately described by any other term. Note: This code must not be used unless there is no other feasible code. The preferred term should be documented when submitting an adverse event report. This information will be used to determine if a new term should be added to the code table. | The concluded cause is not adequately described by any other term. | C91802 | FDA Manufacturer Evaluation Conclusion Code Hierarchy
FDA | C91802 | FDA Manufacturer Evaluation Conclusion Code Hierarchy | C139470 | Cause cannot be Traced to Device | 4310 | IMDRF:D10 |  | The adverse event that occurred is not attributable to a device. | The adverse event that occurred is not attributable to a device. | C91802 | FDA Manufacturer Evaluation Conclusion Code Hierarchy
FDA | C91802 | FDA Manufacturer Evaluation Conclusion Code Hierarchy | C139471 | Cause Not Established | 4315 | IMDRF:D15 |  | The investigation findings do not lead to a clear conclusion about the cause of the reported adverse event. | The investigation findings do not lead to a clear conclusion about the cause of the reported adverse event. | C91802 | FDA Manufacturer Evaluation Conclusion Code Hierarchy
FDA | C91802 | FDA Manufacturer Evaluation Conclusion Code Hierarchy | C139472 | Cause Traced to Component Failure | 4307 | IMDRF:D02 |  | Expected or random component failure without any design or manufacturing issue. | Expected or random component failure without any design or manufacturing issue. | C91802 | FDA Manufacturer Evaluation Conclusion Code Hierarchy
FDA | C91802 | FDA Manufacturer Evaluation Conclusion Code Hierarchy | C91869 | Cause Traced to Device Design | 12 | IMDRF:D01 |  | Problems traced to the design specifications (e.g. in the requirements, testing processes, hazard analysis, implementation strategy). | Problems traced to the design specifications (e.g. in the requirements, testing processes, hazard analysis, implementation strategy). | C91802 | FDA Manufacturer Evaluation Conclusion Code Hierarchy
FDA | C91802 | FDA Manufacturer Evaluation Conclusion Code Hierarchy | C139473 | Cause Traced to Environment | 4309 | IMDRF:D06 |  | Problems caused by exposure to environmental conditions outside the expected range. | Problems caused by exposure to environmental conditions outside the expected range. | C91802 | FDA Manufacturer Evaluation Conclusion Code Hierarchy
FDA | C91802 | FDA Manufacturer Evaluation Conclusion Code Hierarchy | C91877 | Cause Traced to Infrastructure | 21 | IMDRF:D05 |  | Problems traced to underlying framework, systems, and processes at the healthcare facility or other point of use (e.g. as building power supply, network, oxygen systems). | The undesirable presence of living organisms such as bacteria, fungi, or viruses or their products (enzymes or toxins). | C91802 | FDA Manufacturer Evaluation Conclusion Code Hierarchy
FDA | C91802 | FDA Manufacturer Evaluation Conclusion Code Hierarchy | C91892 | Cause Traced to Intentional Off-Label, Unapproved, or Contraindicated Use | 24 | IMDRF:D1103 |  | Problems traced to the intentional use of the device in an unapproved procedure, for an unapproved patient, or for which it is contraindicated, or not listed on the label. | Problems traced to the intentional use of the device in an unapproved procedure, for an unapproved patient, or for which it is contraindicated, or not listed on the label. | C91874 | Cause Traced to User | 19
FDA | C91802 | FDA Manufacturer Evaluation Conclusion Code Hierarchy | C91879 | Cause Traced to Labeling | 57 | IMDRF:D09 |  | Problems that occur as the result of problems with the labeling (including package inserts, instruction manuals, instructions for use). | Problems that occur as the result of problems with the labeling (including package inserts, instruction manuals, instructions for use). | C91802 | FDA Manufacturer Evaluation Conclusion Code Hierarchy
FDA | C91802 | FDA Manufacturer Evaluation Conclusion Code Hierarchy | C91880 | Cause Traced to Maintenance | 51 | IMDRF:D07 |  | Problems traced to improper routine or preventative maintenance. | Problems traced to improper routine or preventative maintenance. | C91802 | FDA Manufacturer Evaluation Conclusion Code Hierarchy
FDA | C91802 | FDA Manufacturer Evaluation Conclusion Code Hierarchy | C91885 | Cause Traced to Manufacturing | 25 | IMDRF:D03 |  | A defect in the processes or systems used in the manufacture of the device. Examples include problems within the change control, production, or quality control processes. | A defect in the processes or systems used in the manufacture of the device. Examples include problems within the change control, production, or quality control processes. | C91802 | FDA Manufacturer Evaluation Conclusion Code Hierarchy
FDA | C91802 | FDA Manufacturer Evaluation Conclusion Code Hierarchy | C91889 | Cause Traced to Training | 27 | IMDRF:D08 |  | Problems caused by inadequate training. | Problems caused by inadequate training. | C91802 | FDA Manufacturer Evaluation Conclusion Code Hierarchy
FDA | C91802 | FDA Manufacturer Evaluation Conclusion Code Hierarchy | C139474 | Cause Traced to Transport/Storage | 4308 | IMDRF:D04 |  | Problems traced to the inappropriate transport or storage of the device. | Problems traced to the inappropriate transport or storage of the device. | C91802 | FDA Manufacturer Evaluation Conclusion Code Hierarchy
FDA | C91802 | FDA Manufacturer Evaluation Conclusion Code Hierarchy | C91874 | Cause Traced to User | 19 | IMDRF:D11 |  | The adverse event caused partially or wholly by the user of the device including sample handling. | The adverse event was caused partially or wholly by the user of the device including sample handling. | C91802 | FDA Manufacturer Evaluation Conclusion Code Hierarchy
FDA | C91802 | FDA Manufacturer Evaluation Conclusion Code Hierarchy | C91868 | Conclusion Not Yet Available | 11 | IMDRF:D16 |  | A conclusion has yet to be established as the investigation is incomplete. Do not use this code if the investigation is complete. | A conclusion has yet to be established as the investigation is incomplete. | C91802 | FDA Manufacturer Evaluation Conclusion Code Hierarchy
FDA | C91802 | FDA Manufacturer Evaluation Conclusion Code Hierarchy | C139476 | Design Change Validation Inadequate | 4306 | IMDRF:D0106 |  | Problems traced to inadequate or lack of validation of design changes of the device leading to malfunction or unintended properties of the device including possible hazards for persons using the device. | Problems traced to inadequate or lack of validation of design changes of the device leading to malfunction or unintended properties of the device including possible hazards for persons using the device. | C91869 | Cause Traced to Device Design | 12
FDA | C91802 | FDA Manufacturer Evaluation Conclusion Code Hierarchy | C139477 | Design Inadequate for Purpose | 4301 | IMDRF:D0101 |  | Problems traced to design/design features of the device that do not support or interfere with the intended purpose of the device. | Problems traced to design/design features of the device that do not support or interfere with the intended purpose of the device. | C91869 | Cause Traced to Device Design | 12
FDA | C91802 | FDA Manufacturer Evaluation Conclusion Code Hierarchy | C92048 | End of Life Problem Identified | 133 | IMDRF:D1105 |  | Problems traced to the device reaching the end of its useful life. | Problems traced to the device reaching the end of its useful life. | C91874 | Cause Traced to User | 19
FDA | C91802 | FDA Manufacturer Evaluation Conclusion Code Hierarchy | C91873 | Failure To Follow Instructions | 18 | IMDRF:D1101 |  | Problems traced to the user not following the manufacturer's instructions. | Problems traced to the user not following the manufacturer's instructions. | C91874 | Cause Traced to User | 19
FDA | C91802 | FDA Manufacturer Evaluation Conclusion Code Hierarchy | C139475 | Falsified Device | 4314 | IMDRF:D13 |  | Devices that deliberately and/or fraudulently misrepresent their identity, composition or source. | Devices that deliberately and/or fraudulently misrepresent their identity, composition or source. | C91802 | FDA Manufacturer Evaluation Conclusion Code Hierarchy
FDA | C91802 | FDA Manufacturer Evaluation Conclusion Code Hierarchy | C139478 | Human Factors Engineering - Device Difficult to Assemble | 4303 | IMDRF:D0103 |  | Problems traced to inadequate design of the component parts and/or assembly steps resulting in the device not being able to be assembled correctly. | Problems traced to inadequate design of the component parts and/or assembly steps resulting in the device not being able to be assembled correctly. | C91869 | Cause Traced to Device Design | 12
FDA | C91802 | FDA Manufacturer Evaluation Conclusion Code Hierarchy | C139479 | Human Factors Engineering - Device Difficult to Operate | 4302 | IMDRF:D0102 |  | Problems traced to inappropriate and/or inadequate assessment and engineering design of the device to accommodate how or where the device will be used. | Problems traced to inappropriate and/or inadequate assessment and engineering design of the device to accommodate how or where the device will be used. | C91869 | Cause Traced to Device Design | 12
FDA | C91802 | FDA Manufacturer Evaluation Conclusion Code Hierarchy | C139480 | Human Factors Engineering - Device Difficult to Reprocess | 4304 | IMDRF:D0104 |  | Problems traced to inadequate design of the reprocessing steps and/or the device resulting in the device remaining unclean. | Problems traced to inadequate design of the reprocessing steps and/or the device resulting in the device remaining unclean. | C91869 | Cause Traced to Device Design | 12
FDA | C91802 | FDA Manufacturer Evaluation Conclusion Code Hierarchy | C91878 | Known Inherent Risk of Device | 22 | IMDRF:D12 |  | Reported adverse event known and documented in the labeling (including both short or long term known complications or adverse reactions). | Reported adverse event known and documented in the labeling (including both short or long term known complications or adverse reactions). | C91802 | FDA Manufacturer Evaluation Conclusion Code Hierarchy
FDA | C91802 | FDA Manufacturer Evaluation Conclusion Code Hierarchy | C91881 | Manufacturing Deficiency | 23 | IMDRF:D0301 |  | Problems traced to manufacturing process. | Problems traced to manufacturing process. | C91885 | Cause Traced to Manufacturing | 25
FDA | C91802 | FDA Manufacturer Evaluation Conclusion Code Hierarchy | C139481 | Missing or Inadequate Safety Measures | 4305 | IMDRF:D0105 |  | Problems traced to inadequate design or complete lack of safety measures leading to device malfunction or unintended properties of the device including possible hazards for persons using the device. | Problems traced to inadequate design or complete lack of safety measures leading to device malfunction or unintended properties of the device including possible hazards for persons using the device. | C91869 | Cause Traced to Device Design | 12
FDA | C91802 | FDA Manufacturer Evaluation Conclusion Code Hierarchy | C91894 | No Problem Detected | 67 | IMDRF:D14 |  | The device complaint or problem cannot be confirmed. | The device complaint or problem cannot be confirmed. | C91802 | FDA Manufacturer Evaluation Conclusion Code Hierarchy
FDA | C91802 | FDA Manufacturer Evaluation Conclusion Code Hierarchy | C92099 | Quality Control Deficiency | 143 | IMDRF:D0302 |  | Problems traced to the failure to maintain or establish techniques for controlling and verifying the product specifications (including materials used) identified by the manufacturer himself. | Problems traced to the failure to maintain or establish techniques for controlling and verifying the product specifications (including materials used) identified by the manufacturer himself. | C91885 | Cause Traced to Manufacturing | 25
FDA | C91802 | FDA Manufacturer Evaluation Conclusion Code Hierarchy | C91893 | Reuse of Single Use Device | 26 | IMDRF:D1106 |  | Problems traced to the use of the device more than once when it is designed for only one use. | Problems traced to the use of the device more than once when it is designed for only one use. | C91874 | Cause Traced to User | 19
FDA | C91802 | FDA Manufacturer Evaluation Conclusion Code Hierarchy | C139482 | Sabotage or Intentional Misuse | 4313 | IMDRF:D1107 |  | Problems occurred because of willful damage or reckless misuse. This term indicates that there was an apparent intent to cause damage or injury. | Problems occurred because of willful damage or reckless misuse. This term indicates that there was an apparent intent to cause damage or injury. | C91874 | Cause Traced to User | 19
FDA | C91802 | FDA Manufacturer Evaluation Conclusion Code Hierarchy | C92106 | Shelf Life/Expiration Date Exceeded | 192 | IMDRF:D1104 |  | A device that has exceeded the period of time/date recommended by the manufacturer for storing the device without a degradation in quality. | A device that has exceeded the period of time/date recommended by the manufacturer for storing the device without a degradation in quality. | C91874 | Cause Traced to User | 19
FDA | C91802 | FDA Manufacturer Evaluation Conclusion Code Hierarchy | C91895 | Unintended Use Error Caused or Contributed to Event | 61 | IMDRF:D1102 |  | The interaction between the user and device, or sample, caused or contributed to the error. This includes unintended inappropriate use of the device and incorrect sample preparation. | The interaction between the user and device, or sample, caused or contributed to the error. This includes unintended inappropriate use of the device and incorrect sample preparation. | C91874 | Cause Traced to User | 19
FDA | C91800 | FDA Manufacturer Evaluation Method Code Hierarchy | C139458 | Analysis of Data Provided by User/Third Party | 4112 | IMDRF:B15 |  | The investigation involved the analysis of relevant data provided by the user (e.g. healthcare professional, patient, clinical engineer) or a third party (e.g. testing facility) in view of supporting the identification of possible causes for the adverse event. | The investigation involved the analysis of relevant data provided by the user (e.g. healthcare professional, patient, clinical engineer) or a third party (e.g. testing facility) in view of supporting the identification of possible causes for the adverse event. | C91800 | FDA Manufacturer Evaluation Method Code Hierarchy
FDA | C91800 | FDA Manufacturer Evaluation Method Code Hierarchy | C91978 | Analysis of Production Records | 3331 | IMDRF:B14 |  | The investigation involved the analysis of relevant production records in view of supporting the identification of possible causes for the adverse event. | The investigation involved the analysis of relevant production records in view of supporting the identification of possible causes for the adverse event. | C91800 | FDA Manufacturer Evaluation Method Code Hierarchy
FDA | C91800 | FDA Manufacturer Evaluation Method Code Hierarchy | C139457 | Communication/Interviews | 4111 | IMDRF:B13 |  | The investigation involved communication/interviews (either interpersonal or through technical means, e.g. phone, e-mail) with persons close to the adverse event, e.g. healthcare professionals (doctors, nurses etc.), the affected patient(s) or other users including, where appropriate, relatives or others engaged in caring for the affected patient. | The investigation involved communication/interviews (either interpersonal or through technical means, e.g. phone, e-mail) with persons close to the adverse event, e.g. healthcare professionals (doctors, nurses etc.), the affected patient(s) or other users including, where appropriate, relatives or others engaged in caring for the affected patient. | C91800 | FDA Manufacturer Evaluation Method Code Hierarchy
FDA | C91800 | FDA Manufacturer Evaluation Method Code Hierarchy | C139461 | Device Discarded | 4115 | IMDRF:B18 |  | The actual device involved in the adverse event had been already discarded and thus irretrievably lost for testing. | The actual device involved in the adverse event had been already discarded and thus irretrievably lost for testing. | C91800 | FDA Manufacturer Evaluation Method Code Hierarchy
FDA | C91800 | FDA Manufacturer Evaluation Method Code Hierarchy | C139463 | Device Not Accessible for Testing | 4117 | IMDRF:B20 |  | The actual device involved in the adverse event is not readily accessible for testing (e.g. remains implanted in patient). | The actual device involved in the adverse event is not readily accessible for testing (e.g. remains implanted in patient). | C91800 | FDA Manufacturer Evaluation Method Code Hierarchy
FDA | C91800 | FDA Manufacturer Evaluation Method Code Hierarchy | C139459 | Device Not Manufactured by Reporting Manufacturer | 4113 | IMDRF:B16 |  | Further information was obtained which established that the manufacturer of the device involved was not the one to which it was initially attributed. | Further information was obtained which established that the manufacturer of the device involved was not the one to which it was initially attributed. | C91800 | FDA Manufacturer Evaluation Method Code Hierarchy
FDA | C91800 | FDA Manufacturer Evaluation Method Code Hierarchy | C139460 | Device Not Returned | 4114 | IMDRF:B17 |  | The actual device involved in the adverse event was not returned for testing despite requests by manufacturer. | The actual device involved in the adverse event was not returned for testing despite requests by manufacturer. | C91800 | FDA Manufacturer Evaluation Method Code Hierarchy
FDA | C91800 | FDA Manufacturer Evaluation Method Code Hierarchy | C139455 | Historical Data Analysis | 4109 | IMDRF:B11 |  | The investigation involved the analysis of historical adverse events data of the actual device involved in the adverse event and/or of products from the same and/or different batches/lots. | The investigation involved the analysis of historical adverse events data of the actual device involved in the adverse event and/or of products from the same and/or different batches/lots. | C91800 | FDA Manufacturer Evaluation Method Code Hierarchy
FDA | C91800 | FDA Manufacturer Evaluation Method Code Hierarchy | C139462 | Incomplete Device Returned | 4116 | IMDRF:B19 |  | The device was returned incompletely, lacking parts, components or accessories that would be required for appropriate testing and analysis of root causes. | The device was returned incompletely, lacking parts, components or accessories that would be required for appropriate testing and analysis of root causes. | C91800 | FDA Manufacturer Evaluation Method Code Hierarchy
FDA | C91800 | FDA Manufacturer Evaluation Method Code Hierarchy | C139465 | Insufficient Information Available | 4119 | IMDRF:B22 |  | The information available relating to the reported event is not sufficient to identify either the manufacturer, the device, or other essential information. This term indicates that no further investigation is possible. Do not use this code if further information is being sought, instead use ''Type of investigation not yet determined''. | The information available relating to the reported event is not sufficient to identify either the manufacturer, the device, or other essential information. | C91800 | FDA Manufacturer Evaluation Method Code Hierarchy
FDA | C91800 | FDA Manufacturer Evaluation Method Code Hierarchy | C91896 | Testing of Actual/Suspected Device | 10 | IMDRF:B01 |  | The investigation employed relevant empirical testing of the actual device suspected in the reported adverse event in order to establish their functional and other properties and to identify possible causes for the adverse event. Relevant testing would typically be based on test methods used for evaluating safety and performance as described in the latest relevant standards. | The investigation employed relevant empirical testing of the actual device suspected in the reported adverse event in order to establish their functional and other properties and to identify possible causes for the adverse event. Relevant testing would typically be based on test methods used for evaluating safety and performance as described in the latest relevant standards. | C91800 | FDA Manufacturer Evaluation Method Code Hierarchy
FDA | C91800 | FDA Manufacturer Evaluation Method Code Hierarchy | C139448 | Testing of Device from Other Lot/Batch Retained by Manufacturer | 4102 | IMDRF:B04 |  | The investigation employed relevant empirical testing of the device of another lot or batch than that of the suspected device in the reported adverse event in order to support the identification of possible causes for the adverse event. This includes devices without a lot/batch designation. Testing was performed using the device retained by the manufacturer (i.e. was not shipped). Relevant testing would typically be based on test methods used for evaluating safety and performance as described in the latest relevant standards. | The investigation employed relevant empirical testing of the device of another lot or batch than that of the suspected device in the reported adverse event in order to support the identification of possible causes for the adverse event. This includes devices without a lot/batch designation. Testing was performed using the device retained by the manufacturer (i.e. was not shipped). Relevant testing would typically be based on test methods used for evaluating safety and performance as described in the latest relevant standards. | C91800 | FDA Manufacturer Evaluation Method Code Hierarchy
FDA | C91800 | FDA Manufacturer Evaluation Method Code Hierarchy | C139449 | Testing of Device from Other Lot/Batch Returned from User | 4103 | IMDRF:B05 |  | The investigation employed relevant empirical testing of the device of another lot or batch than that of the suspected device in the reported adverse event in order to support the identification of possible causes for the adverse event. This includes devices without a lot/batch designation. The device was returned from the user. Relevant testing would typically be based on test methods used for evaluating safety and performance as described in the technical file. Relevant testing would typically be based on test methods used for evaluating safety and performance as described in the latest relevant standards. | The investigation employed relevant empirical testing of the device of another lot or batch than that of the suspected device in the reported adverse event in order to support the identification of possible causes for the adverse event. This includes devices without a lot/batch designation. The device was returned from the user. Relevant testing would typically be based on test methods used for evaluating safety and performance as described in the technical file. Relevant testing would typically be based on test methods used for evaluating safety and performance as described in the latest relevant standards. | C91800 | FDA Manufacturer Evaluation Method Code Hierarchy
FDA | C91800 | FDA Manufacturer Evaluation Method Code Hierarchy | C91933 | Testing of Device from Same Lot/Batch Retained by Manufacturer | 11 | IMDRF:B02 |  | The investigation employed relevant empirical testing of the device of the same lot or batch than that of the suspected device in the reported adverse event in order to support the identification of possible causes for the adverse event. Testing was performed using the device retained by the manufacturer (i.e. was not shipped). Relevant testing would typically be based on test methods used for evaluating safety and performance as described in the latest relevant standards. | The investigation employed relevant empirical testing of the device of the same lot or batch than that of the suspected device in the reported adverse event in order to support the identification of possible causes for the adverse event. Testing was performed using the device retained by the manufacturer (i.e. was not shipped). Relevant testing would typically be based on test methods used for evaluating safety and performance as described in the latest relevant standards. | C91800 | FDA Manufacturer Evaluation Method Code Hierarchy
FDA | C91800 | FDA Manufacturer Evaluation Method Code Hierarchy | C139447 | Testing of Device from Same Lot/Batch Returned from User | 4101 | IMDRF:B03 |  | The investigation employed relevant empirical testing of the device of the same lot or batch than that of the suspected device in the reported adverse event in order to support the identification of possible causes for the adverse event. The device was returned from the user. Relevant testing would typically be based on test methods used for evaluating safety and performance as described in the latest relevant standards. | The investigation employed relevant empirical testing of the device of the same lot or batch than that of the suspected device in the reported adverse event in order to support the identification of possible causes for the adverse event. The device was returned from the user. Relevant testing would typically be based on test methods used for evaluating safety and performance as described in the latest relevant standards. | C91800 | FDA Manufacturer Evaluation Method Code Hierarchy
FDA | C91800 | FDA Manufacturer Evaluation Method Code Hierarchy | C139450 | Testing of Model Variant | 4104 | IMDRF:B06 |  | The investigation employed relevant empirical testing of a model variant of the device involved in the reported adverse event in order to support the identification of possible causes for the adverse event through plausibility reasoning. A model variant is not identical to the actual device, but shares relevant characteristics with the device involved. Relevant testing would typically be based on test methods used for evaluating safety and performance as described in the latest relevant standards. | The investigation employed relevant empirical testing of a model variant of the device involved in the reported adverse event in order to support the identification of possible causes for the adverse event through plausibility reasoning. A model variant is not identical to the actual device, but shares relevant characteristics with the device involved. Relevant testing would typically be based on test methods used for evaluating safety and performance as described in the latest relevant standards. | C91800 | FDA Manufacturer Evaluation Method Code Hierarchy
FDA | C91800 | FDA Manufacturer Evaluation Method Code Hierarchy | C139454 | Testing of Patient Sample or Reference Material Using Competitor's Device | 4108 | IMDRF:B10 |  | The investigation employed relevant empirical testing of a patient sample or reference material using a competitor's device that is comparable to the device (usually an IVD) involved in the reported adverse event in order to support the identification of possible causes for the adverse event. Relevant testing would typically be based on test methods used for evaluating safety and performance as described in the latest relevant standards. | The investigation employed relevant empirical testing of a patient sample or reference material using a competitor's device that is comparable to the device (usually an IVD) involved in the reported adverse event in order to support the identification of possible causes for the adverse event. Relevant testing would typically be based on test methods used for evaluating safety and performance as described in the latest relevant standards. | C91800 | FDA Manufacturer Evaluation Method Code Hierarchy
FDA | C91800 | FDA Manufacturer Evaluation Method Code Hierarchy | C139452 | Testing of Patient Sample or Reference Material Using Manufacturer's Device | 4106 | IMDRF:B08 |  | The investigation employed relevant empirical testing of a patient sample or reference material using the device (usually an IVD) involved in the reported adverse event in order to support the identification of possible causes for the adverse event. Relevant testing would typically be based on test methods used for evaluating safety and performance as described in the latest relevant standards. | The investigation employed relevant empirical testing of a patient sample or reference material using the device (usually an IVD) involved in the reported adverse event in order to support the identification of possible causes for the adverse event. Relevant testing would typically be based on test methods used for evaluating safety and performance as described in the latest relevant standards. | C91800 | FDA Manufacturer Evaluation Method Code Hierarchy
FDA | C91800 | FDA Manufacturer Evaluation Method Code Hierarchy | C139453 | Testing of Patient Sample or Reference Material Using Reference Method | 4107 | IMDRF:B09 |  | The investigation employed relevant empirical testing of a patient sample or reference material using an appropriate reference method to the device (usually an IVD) involved in the reported adverse event in order to support the identification of possible causes for the adverse event. Relevant testing would typically be based on test methods used for evaluating safety and performance as described in the latest relevant standards. | The investigation employed relevant empirical testing of a patient sample or reference material using an appropriate reference method to the device (usually an IVD) involved in the reported adverse event in order to support the identification of possible causes for the adverse event. Relevant testing would typically be based on test methods used for evaluating safety and performance as described in the latest relevant standards. | C91800 | FDA Manufacturer Evaluation Method Code Hierarchy
FDA | C91800 | FDA Manufacturer Evaluation Method Code Hierarchy | C139451 | Testing of Raw/Starting Materials | 4105 | IMDRF:B07 |  | The investigation employed relevant empirical testing of the materials used in construction of the device involved in the reported adverse event in order to support the identification of possible causes for the adverse event. Relevant testing would typically be based on test methods used for evaluating safety and performance as described in the latest relevant standards. | The investigation employed relevant empirical testing of the materials used in construction of the device involved in the reported adverse event in order to support the identification of possible causes for the adverse event. Relevant testing would typically be based on test methods used for evaluating safety and performance as described in the latest relevant standards. | C91800 | FDA Manufacturer Evaluation Method Code Hierarchy
FDA | C91800 | FDA Manufacturer Evaluation Method Code Hierarchy | C139456 | Trend Analysis | 4110 | IMDRF:B12 |  | The investigation involved trend analysis of adverse event of the actual device involved in the adverse event and/or of products from the same and/or different batches/lots. It should be noted that trend analysis typically is not considered sufficient as a stand-alone method, but should be used in conjunction with other investigation methods for providing for instance complementary information. | The investigation involved trend analysis of adverse event of the actual device involved in the adverse event and/or of products from the same and/or different batches/lots. It should be noted that trend analysis typically is not considered sufficient as a stand-alone method, but should be used in conjunction with other investigation methods for providing for instance complementary information. | C91800 | FDA Manufacturer Evaluation Method Code Hierarchy
FDA | C91800 | FDA Manufacturer Evaluation Method Code Hierarchy | C139464 | Type of Investigation Not Yet Determined | 4118 | IMDRF:B21 |  | Details to determine the type of investigation are not yet available, but are being sought. Do not use this code if the investigation is complete. | Details to determine the type of investigation are not yet available, but are being sought. Do not use this code if the investigation is complete. | C91800 | FDA Manufacturer Evaluation Method Code Hierarchy
FDA | C91801 | FDA Manufacturer Evaluation Result Code Hierarchy | C92026 | Agglutination Problem | 3202 | IMDRF:C010601 |  | The device affects the ability of the blood to clot which may be induced by chemical, mechanical, or thermal properties of the device. | The device affects the ability of the blood to clot which may be induced by chemical, mechanical, or thermal properties of the device. | C92060 | Hematological Problem Identified | 3255
FDA | C91801 | FDA Manufacturer Evaluation Result Code Hierarchy | C139506 | Alarm System Problem Identified | 4221 | IMDRF:C1202 |  | A system intended to warn of a potentially unsafe condition did not operate correctly. | A system intended to warn of a potentially unsafe condition did not operate correctly. | C92098 | Protective System Problem Identified | 3228
FDA | C91801 | FDA Manufacturer Evaluation Result Code Hierarchy | C139491 | Ambient Light Problem Identified | 4240 | IMDRF:C1505 |  | Device performance was affected by ambient light. This term applies to the direct effects of ambient light on the device, and to the user's ability to operate the device (e.g. to read device output). | Device performance was affected by ambient light. This term applies to the direct effects of ambient light on the device, and to the user's ability to operate the device (e.g. to read device output). | C92051 | Environment Problem Identified | 331
FDA | C91801 | FDA Manufacturer Evaluation Result Code Hierarchy | C139466 | Appropriate Term/Code Not Available | 4247 | IMDRF:C22 |  | Problems is not adequately described by any other term. Note: This code must not be used unless there is no other feasible code. The preferred term should be documented when submitting an adverse event report. This information will be used to determine if a new term should be added to the code table. | Problems is not adequately described by any other term. | C91801 | FDA Manufacturer Evaluation Result Code Hierarchy
FDA | C91801 | FDA Manufacturer Evaluation Result Code Hierarchy | C92028 | Assembly Problem Identified | 706 | IMDRF:C1601 |  | Problems that occurred because the device was assembled incorrectly. | Problems that occurred because the device was assembled incorrectly. | C92076 | Manufacturing Process Problem Identified | 170
FDA | C91801 | FDA Manufacturer Evaluation Result Code Hierarchy | C92029 | Biocompatibility Problem Identified | 3203 | IMDRF:C0101 |  | The device causes cellular or tissue responses that elicit an undesirable local or systemic effect in the recipient or beneficiary of that therapy. (See ISO 10993) | The device causes cellular or tissue responses that elicit an undesirable local or systemic effect in the recipient or beneficiary of that therapy. (See ISO 10993) | C92030 | Biological Problem Identified | 3204
FDA | C91801 | FDA Manufacturer Evaluation Result Code Hierarchy | C92054 | Biological Contamination | 142 | IMDRF:C0102 |  | The undesirable presence of living organisms such as bacteria, fungi, or viruses or their products (enzymes or toxins). | The undesirable presence of living organisms such as bacteria, fungi, or viruses or their products (enzymes or toxins). | C92030 | Biological Problem Identified | 3204
FDA | C91801 | FDA Manufacturer Evaluation Result Code Hierarchy | C92030 | Biological Problem Identified | 3204 | IMDRF:C01 |  | Problems relating to, caused by or affecting biological processes or living organisms. | Problems relating to, caused by or affecting biological processes or living organisms. | C91801 | FDA Manufacturer Evaluation Result Code Hierarchy
FDA | C91801 | FDA Manufacturer Evaluation Result Code Hierarchy | C92031 | Carcinogenic Problem | 3205 | IMDRF:C010501 |  | The device's ability to trigger development of cancer. | The device's ability to trigger development of cancer. | C92057 | Genotoxicity Problem Identified | 3254
FDA | C91801 | FDA Manufacturer Evaluation Result Code Hierarchy | C139521 | Change in Target Marker/Variant/ Mutant | 4236 | IMDRF:C1403 |  | Problem due to change in target marker/variant/mutant which is not covered in the labelling. | Problem due to change in target marker/variant/mutant which is not covered in the labeling. | C139467 | Patient Sample Problem | 4233
FDA | C91801 | FDA Manufacturer Evaluation Result Code Hierarchy | C92102 | Clinical Imaging Problem Identified | 3230 | IMDRF:C09 |  | Problems that occur with devices used for radiographic or imaging procedures e.g. CT scanners, magnetic resonance imaging. | Problems that occur with devices used for radiographic or imaging procedures e.g. CT scanners, magnetic resonance imaging. | C91801 | FDA Manufacturer Evaluation Result Code Hierarchy
FDA | C91801 | FDA Manufacturer Evaluation Result Code Hierarchy | C92034 | Communications Problem Identified | 628 | IMDRF:C0401 |  | Devices that do not send or receive adequate signals (this speaks to the interoperability between devices). | Devices that do not send or receive adequate signals (this speaks to the interoperability between devices). | C92070 | Interoperability Problem Identified | 3213
FDA | C91801 | FDA Manufacturer Evaluation Result Code Hierarchy | C92035 | Complement Activation Problem | 3206 | IMDRF:C010602 |  | The device affects the body's ability to activate the complement system of the immune system, thereby interfering with the ability to clear pathogens. This may be caused by an interaction of the device with chemicals or materials. | The device affects the body's ability to activate the complement system of the immune system, thereby interfering with the ability to clear pathogens. This may be caused by an interaction of the device with chemicals or materials. | C92060 | Hematological Problem Identified | 3255
FDA | C91801 | FDA Manufacturer Evaluation Result Code Hierarchy | C92037 | Conducted Interference | 658 | IMDRF:C0301 |  | Problems related to electromagnetic interference (EMI) by physical contact with conductors (e.g. wires, resistors, terminals) as opposed to radiated EMI which is caused by induction (without physical contact of the conductors). | Problems related to electromagnetic interference (EMI) by physical contact with conductors (e.g. wires, resistors, terminals) as opposed to radiated EMI which is caused by induction (without physical contact of the conductors). | C92046 | Electromagnetic Compatibility Problem Identified | 197
FDA | C91801 | FDA Manufacturer Evaluation Result Code Hierarchy | C92038 | Configuration Issue | 3208 | IMDRF:C1001 |  | Problems due to change control or incorrect version, including regional requirements. | Problems due to change control or incorrect version, including regional requirements. | C92113 | Software Problem Identified | 104
FDA | C91801 | FDA Manufacturer Evaluation Result Code Hierarchy | C139492 | Contamination of Environment by Device | 4238 | IMDRF:C1503 |  | Operation of the device results in contamination of the nearby environment e.g. dust, dirt, smoke, heat or biological material. | Operation of the device results in contamination of the nearby environment e.g. dust, dirt, smoke, heat or biological material. | C92051 | Environment Problem Identified | 331
FDA | C91801 | FDA Manufacturer Evaluation Result Code Hierarchy | C92044 | Current Leakage Problem | 650 | IMDRF:C0206 |  | Problems related to leakage currents which may cause electric shock. These currents usually flow through the protective ground conductor. In its absence, these currents could flow from the device to the ground via the human body. | Problems related to leakage currents which may cause electric shock. These currents usually flow through the protective ground conductor. In its absence, these currents could flow from the device to the ground via the human body. | C92045 | Electrical Problem Identified | 120
FDA | C91801 | FDA Manufacturer Evaluation Result Code Hierarchy | C139483 | Cytotoxicity Problem Identified | 4201 | IMDRF:C0104 |  | The device was found to have an undesirable level of toxicity to living cells. | The device was found to have an undesirable level of toxicity to living cells. | C92030 | Biological Problem Identified | 3204
FDA | C91801 | FDA Manufacturer Evaluation Result Code Hierarchy | C92039 | Data Compression Error | 663 | IMDRF:C100201 |  | Data was lost or corrupted during the operation of reducing storage space or communication bandwidth. | Data was lost or corrupted during the operation of reducing storage space or communication bandwidth. | C92042 | Design Error | 110
FDA | C91801 | FDA Manufacturer Evaluation Result Code Hierarchy | C139514 | Data Storage or Loss of Data | 4215 | IMDRF:C1009 |  | Storage of data was unsuccessful in total or in part. | Storage of data was unsuccessful in total or in part. | C92113 | Software Problem Identified | 104
FDA | C91801 | FDA Manufacturer Evaluation Result Code Hierarchy | C92040 | Deformation Problem | 3211 | IMDRF:C070601 |  | Problems caused by changes in the shape or size of the device due to an applied force. This can be a result of tensile forces, compressive forces, shear, bending, tensile (pulling), or torsion. | Problems caused by changes in the shape or size of the device due to an applied force. This can be a result of tensile forces, compressive forces, shear, bending, tensile (pulling), or torsion. | C92120 | Stress Problem Identified | 3243
FDA | C91801 | FDA Manufacturer Evaluation Result Code Hierarchy | C92041 | Degradation Problem Identified | 135 | IMDRF:C0601 |  | Problems that occur when the device becomes worn, weakened, corroded, or broken down due to processes such as aging, permeation, and corrosion. | Problems that occur when the device becomes worn, weakened, corroded, or broken down due to processes such as aging, permeation, and corrosion. | C92078 | Material and/or Chemical Problem Identified | 174
FDA | C91801 | FDA Manufacturer Evaluation Result Code Hierarchy | C92042 | Design Error | 110 | IMDRF:C1002 |  | The device had faulty (incomplete or incorrect) software design. | The device had faulty (incomplete or incorrect) software design. | C92113 | Software Problem Identified | 104
FDA | C91801 | FDA Manufacturer Evaluation Result Code Hierarchy | C91870 | Device Difficult to Operate | 13 | IMDRF:C1303 |  | Problems including set-up, operation, and disassembly of equipment. Not including reprocessing. | Problems including set-up, operation, and disassembly of equipment. Not including reprocessing. | C92088 | Operational Problem Identified | 114
FDA | C91801 | FDA Manufacturer Evaluation Result Code Hierarchy | C139485 | Device Incorrectly Assembled During Reprocessing | 4231 | IMDRF:C130103 |  | Incorrect assembly of the device following reprocessing. | Incorrect assembly of the device following reprocessing. | C139575 | Device Incorrectly Reprocessed | 4228
FDA | C91801 | FDA Manufacturer Evaluation Result Code Hierarchy | C139486 | Device Incorrectly Cleaned During Reprocessing | 4229 | IMDRF:C130101 |  | The cleaning procedure is not followed correctly or used inappropriate cleaning materials. | The cleaning procedure is not followed correctly or used inappropriate cleaning materials. | C139575 | Device Incorrectly Reprocessed | 4228
FDA | C91801 | FDA Manufacturer Evaluation Result Code Hierarchy | C139487 | Device Incorrectly Disinfected/Sterilized During Reprocessing | 4230 | IMDRF:C130102 |  | The disinfection/sterilization process was incorrect and/or the wrong products for disinfection/sterilization were used. | The disinfection/sterilization process was incorrect and/or the wrong products for disinfection/sterilization were used. | C139575 | Device Incorrectly Reprocessed | 4228
FDA | C91801 | FDA Manufacturer Evaluation Result Code Hierarchy | C139575 | Device Incorrectly Reprocessed | 4228 | IMDRF:C1301 |  | Problems associated with the failure to properly and adequately reprocess the device. | Problems associated with the failure to properly and adequately reprocess the device. | C92088 | Operational Problem Identified | 114
FDA | C91801 | FDA Manufacturer Evaluation Result Code Hierarchy | C92036 | Device Migration | 3207 | IMDRF:C0701 |  | A device that has moved from its original location due to external forces (e.g. stent or lead movement). | A device that has moved from its original location due to external forces (e.g. stent or lead movement). | C92079 | Mechanical Problem Identified | 180
FDA | C91801 | FDA Manufacturer Evaluation Result Code Hierarchy | C139494 | Device Not Compatible With Another Device | 4206 | IMDRF:C0403 |  | A device that malfunctions due to being used in combination with, or in the presence of, another device. | A device that malfunctions due to being used in combination with, or in the presence of, another device. | C92070 | Interoperability Problem Identified | 3213
FDA | C91801 | FDA Manufacturer Evaluation Result Code Hierarchy | C92043 | Dust or Dirt Problem Identified | 646 | IMDRF:C1502 |  | A device that experienced problems due to ingress, or coating, of dust or dirt. | A device that experienced problems due to ingress, or coating, of dust or dirt. | C92051 | Environment Problem Identified | 331
FDA | C91801 | FDA Manufacturer Evaluation Result Code Hierarchy | C92045 | Electrical Problem Identified | 120 | IMDRF:C02 |  | Events associated with an electrically powered device where an electrical malfunction results in a device problem (e.g. electrical circuitry, contact or component failed) even if the problem is intermittent. | Events associated with an electrically powered device where an electrical malfunction results in a device problem (e.g. electrical circuitry, contact or component failed) even if the problem is intermittent. | C91801 | FDA Manufacturer Evaluation Result Code Hierarchy
FDA | C91801 | FDA Manufacturer Evaluation Result Code Hierarchy | C139489 | Electrical/Electronic Component Problem Identified | 4203 | IMDRF:C0201 |  | The performance of an electrical or electronic component was found to be inadequate. | The performance of an electrical or electronic component was found to be inadequate. | C92045 | Electrical Problem Identified | 120
FDA | C91801 | FDA Manufacturer Evaluation Result Code Hierarchy | C92046 | Electromagnetic Compatibility Problem Identified | 197 | IMDRF:C03 |  | Device-to-device or device-environment problem resulting from electromagnetic disturbances. | Device-to-device or device-environment problem resulting from electromagnetic disturbances. | C91801 | FDA Manufacturer Evaluation Result Code Hierarchy
FDA | C91801 | FDA Manufacturer Evaluation Result Code Hierarchy | C92047 | Electrostatic Discharge | 648 | IMDRF:C0302 |  | Problems due to sudden and momentary bursts of electrical current flowing between two objects at different electrical potentials. | Problems due to sudden and momentary bursts of electrical current flowing between two objects at different electrical potentials. | C92046 | Electromagnetic Compatibility Problem Identified | 197
FDA | C91801 | FDA Manufacturer Evaluation Result Code Hierarchy | C92049 | Endotoxin Contamination | 3212 | IMDRF:C010201 |  | The undesirable presence of toxins associated with certain bacteria (e.g. gram negative bacteria). | The undesirable presence of toxins associated with certain bacteria (e.g. gram negative bacteria). | C92054 | Biological Contamination | 142
FDA | C91801 | FDA Manufacturer Evaluation Result Code Hierarchy | C92050 | Energy Storage System Problem | 131 | IMDRF:C020701 |  | Problems related to the energy storage system (e.g. the rechargeable battery, charging system, or capacitor) and includes problems such as premature power source depletion and battery explosions. | Problems related to the energy storage system (e.g. the rechargeable battery, charging system, or capacitor) and includes problems such as premature power source depletion and battery explosions. | C92097 | Power Source Problem Identified | 3227
FDA | C91801 | FDA Manufacturer Evaluation Result Code Hierarchy | C92051 | Environment Problem Identified | 331 | IMDRF:C15 |  | Problems that occurred due to factors within the environment e.g. dust, dirt, humidity, temperature. | Problems that occurred due to factors within the environment e.g. dust, dirt, humidity, temperature. | C91801 | FDA Manufacturer Evaluation Result Code Hierarchy
FDA | C91801 | FDA Manufacturer Evaluation Result Code Hierarchy | C92061 | Environmental Humidity Problem Identified | 332 | IMDRF:C1506 |  | Device performance was affected by the humidity, or changes in humidity, of the environment in which it was used. | Device performance was affected by the humidity, or changes in humidity, of the environment in which it was used. | C92051 | Environment Problem Identified | 331
FDA | C91801 | FDA Manufacturer Evaluation Result Code Hierarchy | C139493 | Environmental Pressure Problem Identified | 4239 | IMDRF:C1504 |  | Device performance was affected by the pressure, or changes in pressure, of the environment in which it was used. | Device performance was affected by the pressure, or changes in pressure, of the environment in which it was used. | C92051 | Environment Problem Identified | 331
FDA | C91801 | FDA Manufacturer Evaluation Result Code Hierarchy | C92134 | Environmental Temperature Problem Identified | 651 | IMDRF:C1501 |  | Device performance was affected by the temperature, or changes in temperature, of the environment in which it was used. | Device performance was affected by the temperature, or changes in temperature, of the environment in which it was used. | C92051 | Environment Problem Identified | 331
FDA | C91801 | FDA Manufacturer Evaluation Result Code Hierarchy | C139515 | Erroneous Data Transfer | 4214 | IMDRF:C1008 |  | The device software fails to transfer the expected data within a system or to another device. | The device software fails to transfer the expected data within a system or to another device. | C92113 | Software Problem Identified | 104
FDA | C91801 | FDA Manufacturer Evaluation Result Code Hierarchy | C139517 | Excessive Cooling Identified | 4218 | IMDRF:C1103 |  | The device cooled the patient or another device more than intended or expected during operation. | The device cooled the patient or another device more than intended or expected during operation. | C92122 | Thermal Problem | 642
FDA | C91801 | FDA Manufacturer Evaluation Result Code Hierarchy | C139518 | Excessive Heating Identified | 4217 | IMDRF:C1102 |  | The device delivered more heat than intended or expected during operation. This applies to devices which are intended to deliver heat. Use "Overheating problem identified" for devices which are not intended to deliver heat during operation. | The device delivered more heat than intended or expected during operation. This applies to devices which are intended to deliver heat. | C92122 | Thermal Problem | 642
FDA | C91801 | FDA Manufacturer Evaluation Result Code Hierarchy | C139507 | Fail-safe Problem Identified | 4220 | IMDRF:C1201 |  | A system intended to prevent unsafe operation of the device did not operate correctly. | A system intended to prevent unsafe operation of the device did not operate correctly. | C92098 | Protective System Problem Identified | 3228
FDA | C91801 | FDA Manufacturer Evaluation Result Code Hierarchy | C92052 | Failure to Calibrate | 3250 | IMDRF:C1302 |  | A device that cannot calibrate (establish the relationship between a measuring device and the units of measure) to ensure accurate readings. | A device that cannot calibrate (establish the relationship between a measuring device and the units of measure) to ensure accurate readings. | C92088 | Operational Problem Identified | 114
FDA | C91801 | FDA Manufacturer Evaluation Result Code Hierarchy | C92053 | Fatigue Problem | 3251 | IMDRF:C070602 |  | Problems due to the weakening or breakdown of its material when subjected to stress or a series of repeated stresses. | Problems due to the weakening or breakdown of its material when subjected to stress or a series of repeated stresses. | C92120 | Stress Problem Identified | 3243
FDA | C91801 | FDA Manufacturer Evaluation Result Code Hierarchy | C92055 | Fracture Problem | 3252 | IMDRF:C070603 |  | Problems caused by the separation of a component, object, or material into two or more pieces including shear. | Problems caused by the separation of a component, object, or material into two or more pieces including shear. | C92120 | Stress Problem Identified | 3243
FDA | C91801 | FDA Manufacturer Evaluation Result Code Hierarchy | C92056 | Friction Problem Identified | 3253 | IMDRF:C0702 |  | Problems caused by its surface coming in contact with another surface or fluid. | Problems caused by its surface coming in contact with another surface or fluid. | C92079 | Mechanical Problem Identified | 180
FDA | C91801 | FDA Manufacturer Evaluation Result Code Hierarchy | C92057 | Genotoxicity Problem Identified | 3254 | IMDRF:C0105 |  | The device's ability to cause damage to genetic material (e.g. leading to malignant tumors). (See ISO 10993) | The device's ability to cause damage to genetic material (e.g. leading to malignant tumors). | C92030 | Biological Problem Identified | 3204
FDA | C91801 | FDA Manufacturer Evaluation Result Code Hierarchy | C92058 | Gradient Induced Field Problem | 323 | IMDRF:C0901 |  | Problems that result from the gradient-induced fields generated during radiologic procedures e.g. magnetic resonance imaging. | Problems that result from the gradient-induced fields generated during radiologic procedures e.g. magnetic resonance imaging. | C92102 | Clinical Imaging Problem Identified | 3230
FDA | C91801 | FDA Manufacturer Evaluation Result Code Hierarchy | C92059 | Hardware Timing Problem Identified | 211 | IMDRF:C0202 |  | Problems that results from improper sequential activation of components. | Problems that results from improper sequential activation of components. | C92045 | Electrical Problem Identified | 120
FDA | C91801 | FDA Manufacturer Evaluation Result Code Hierarchy | C92060 | Hematological Problem Identified | 3255 | IMDRF:C0106 |  | The device affects or impacts the blood or its components. (See ISO 10993 all parts) | The device affects or impacts the blood or its components. (See ISO 10993 all parts) | C92030 | Biological Problem Identified | 3204
FDA | C91801 | FDA Manufacturer Evaluation Result Code Hierarchy | C92062 | Image Artifact | 3256 | IMDRF:C0902 |  | The unacceptable distortion of an image due to signal loss that may occur during a radiologic procedure such as magnetic resonance imaging. | The unacceptable distortion of an image due to signal loss that may occur during a radiologic procedure such as magnetic resonance imaging. | C92102 | Clinical Imaging Problem Identified | 3230
FDA | C91801 | FDA Manufacturer Evaluation Result Code Hierarchy | C92063 | Impedance Problem Identified | 3257 | IMDRF:C0203 |  | Problems due to insufficient or excessive resistance to current flow either by the device or circuit. | Problems due to insufficient or excessive resistance to current flow either by the device or circuit. | C92045 | Electrical Problem Identified | 120
FDA | C91801 | FDA Manufacturer Evaluation Result Code Hierarchy | C92064 | Improper Composition/ Concentration | 3258 | IMDRF:C060201 |  | Problems associated with the improper combination of materials or elements present in the device (e.g. improper composition of the materials of a capacitor). | Problems associated with the improper combination of materials or elements present in the device (e.g. improper composition of the materials of a capacitor). | C92065 | Inappropriate Material | 202
FDA | C91801 | FDA Manufacturer Evaluation Result Code Hierarchy | C92133 | Improper Physical Structure | 3259 | IMDRF:C060202 |  | Problems related to the incorrect or inadequate arrangement of the parts, components, elements, or materials. | Problems related to the incorrect or inadequate arrangement of the parts, components, elements, or materials. | C92065 | Inappropriate Material | 202
FDA | C91801 | FDA Manufacturer Evaluation Result Code Hierarchy | C139519 | Inadequate Cooling Identified | 4219 | IMDRF:C1104 |  | The device did not sufficiently cool the patient or another device during operation. | The device did not sufficiently cool the patient or another device during operation. | C92122 | Thermal Problem | 642
FDA | C91801 | FDA Manufacturer Evaluation Result Code Hierarchy | C92135 | Inadequate Immunity | 3260 | IMDRF:C0303 |  | Problems related to immunity or capabilities to resist electromagnetic interference (EMI). | Problems related to immunity or capabilities to resist electromagnetic interference (EMI). | C92046 | Electromagnetic Compatibility Problem Identified | 197
FDA | C91801 | FDA Manufacturer Evaluation Result Code Hierarchy | C92137 | Inadequate Labelling and/or Instructions for Use | 154 | IMDRF:C0501 |  | Inadequate information on the labels or in the instructions for use e.g. steps that are difficult to follow or that are missing. | Inadequate information on the labels or in the instructions for use e.g. steps that are difficult to follow or that are missing. | C92071 | Labeling and Instructions for Use/Maintenance | 150
FDA | C91801 | FDA Manufacturer Evaluation Result Code Hierarchy | C139496 | Inadequate or Incorrect Instructions for Maintenance | 4208 | IMDRF:C0503 |  | Inadequate or incorrect information in the instructions for maintenance. | Inadequate or incorrect information in the instructions for maintenance. | C92071 | Labeling and Instructions for Use/Maintenance | 150
FDA | C91801 | FDA Manufacturer Evaluation Result Code Hierarchy | C139498 | Inadequate Physicochemical Properties | 4209 | IMDRF:C0603 |  | Problems that occur due to the physicochemical properties. | Problems that occur due to the physicochemical properties. | C92078 | Material and/or Chemical Problem Identified | 174
FDA | C91801 | FDA Manufacturer Evaluation Result Code Hierarchy | C92065 | Inappropriate Material | 202 | IMDRF:C0602 |  | Problems that occur due to the presence of a material that should not be present or part of the device. | Problems that occur due to the presence of a material that should not be present or part of the device. | C92078 | Material and/or Chemical Problem Identified | 174
FDA | C91801 | FDA Manufacturer Evaluation Result Code Hierarchy | C92066 | Incompatible Component/ Accessory | 102 | IMDRF:C0402 |  | A device that malfunctions due to a component(s)/accessory that does not operate correctly and according to the device's specifications. | A device that malfunctions due to a component(s)/accessory that does not operate correctly and according to the device's specifications. | C92070 | Interoperability Problem Identified | 3213
FDA | C91801 | FDA Manufacturer Evaluation Result Code Hierarchy | C92139 | Incompatible Material | 203 | IMDRF:C0604 |  | Problems that occur due to the incompatibility of materials that co-exist simultaneously as part of the device. | Problems that occur due to the incompatibility of materials that co-exist simultaneously as part of the device. | C92078 | Material and/or Chemical Problem Identified | 174
FDA | C91801 | FDA Manufacturer Evaluation Result Code Hierarchy | C92142 | Incorrect Algorithm | 618 | IMDRF:C100202 |  | The device software was found to implement an incorrect sequence of steps for a specific computation. | The device software was found to implement an incorrect sequence of steps for a specific computation. | C92042 | Design Error | 110
FDA | C91801 | FDA Manufacturer Evaluation Result Code Hierarchy | C92141 | Incorrect Data Definition | 3200 | IMDRF:C100203 |  | The device software was found to contain errors in specifying or manipulating data items. | The device software was found to contain errors in specifying or manipulating data items. | C92042 | Design Error | 110
FDA | C91801 | FDA Manufacturer Evaluation Result Code Hierarchy | C139499 | Incorrect Dimension | 4211 | IMDRF:C0707 |  | Problems caused by incorrect physical dimensions of the device or one of its parts. | Problems caused by incorrect physical dimensions of the device or one of its parts. | C92079 | Mechanical Problem Identified | 180
FDA | C91801 | FDA Manufacturer Evaluation Result Code Hierarchy | C139501 | Incorrect Interpretation of Results/Data | 4232 | IMDRF:C1304 |  | Problems resulting from the incorrect interpretation by the user of the results or data provided by the device. | Problems resulting from the incorrect interpretation by the user of the results or data provided by the device. | C92088 | Operational Problem Identified | 114
FDA | C91801 | FDA Manufacturer Evaluation Result Code Hierarchy | C92136 | Incorrect Labeling and/or Instructions for Use | 156 | IMDRF:C0502 |  | Missing, incorrect, or inappropriate information on the labels e.g. mislabeled contents or device labeling characteristics or package contents. | Missing, incorrect, or inappropriate information on the labels e.g. mislabeled contents or device labeling characteristics or package contents | C92071 | Labeling and Instructions for Use/Maintenance | 150
FDA | C91801 | FDA Manufacturer Evaluation Result Code Hierarchy | C92067 | Installation Problem Identified | 3201 | IMDRF:C1603 |  | A device that malfunctions because it was incorrectly installed, set-up, or configured (e.g. misconfiguration of an "automatic" defibrillator to "semi-automatic", thereby leading to failure). | A device that malfunctions because it was incorrectly installed, set-up, or configured (e.g. misconfiguration of an "automatic" defibrillator to "semi-automatic", thereby leading to failure). | C92076 | Manufacturing Process Problem Identified | 170
FDA | C91801 | FDA Manufacturer Evaluation Result Code Hierarchy | C92068 | Insulation Problem Identified | 144 | IMDRF:C0204 |  | Problems due to inadequate or incorrect electrical insulation material. | Problems due to inadequate or incorrect electrical insulation material. | C92045 | Electrical Problem Identified | 120
FDA | C91801 | FDA Manufacturer Evaluation Result Code Hierarchy | C92069 | Interface Design Error | 113 | IMDRF:C100204 |  | The device software was found to contain errors in the user interface (including usability problems) or the interfaces with other systems. | The device software was found to contain errors in the user interface (including usability problems) or the interfaces with other systems. | C92042 | Design Error | 110
FDA | C91801 | FDA Manufacturer Evaluation Result Code Hierarchy | C92070 | Interoperability Problem Identified | 3213 | IMDRF:C04 |  | Problems with the mechanical, electrical, or communication interface between two or more separate devices. | Problems with the mechanical, electrical, or communication interface between two or more separate devices. | C91801 | FDA Manufacturer Evaluation Result Code Hierarchy
FDA | C91801 | FDA Manufacturer Evaluation Result Code Hierarchy | C139522 | Known Interferent | 4235 | IMDRF:C1402 |  | Known interferent in the sample identified. | Known interferent in the sample identified. | C139467 | Patient Sample Problem | 4233
FDA | C91801 | FDA Manufacturer Evaluation Result Code Hierarchy | C92071 | Labeling and Instructions for Use/Maintenance | 150 | IMDRF:C05 |  | Insufficient, inadequate, or incorrect information provided on a device's label or documentation regarding e.g. its intended use, directions for use, and characteristics of the device, including its maintenance. | Insufficient, inadequate, or incorrect information provided on a device's label or documentation regarding e.g. its intended use, directions for use, and characteristics of the device, including its maintenance. | C91801 | FDA Manufacturer Evaluation Result Code Hierarchy
FDA | C91801 | FDA Manufacturer Evaluation Result Code Hierarchy | C139500 | Leakage/Seal | 4210 | IMDRF:C0703 |  | Problems caused by inadequate/broken seal within the device. | Problems caused by inadequate/broken seal within the device. | C92079 | Mechanical Problem Identified | 180
FDA | C91801 | FDA Manufacturer Evaluation Result Code Hierarchy | C139502 | Light Source Problem Identified | 4212 | IMDRF:C0802 |  | Problems with the optical properties of a device such as diopter, glare, and irradiance or glistening. | Problems with the optical properties of a device such as diopter, glare, and irradiance or glistening. | C92089 | Optical Problem Identified | 3224
FDA | C91801 | FDA Manufacturer Evaluation Result Code Hierarchy | C92072 | Loss of Power | 610 | IMDRF:C020702 |  | A device that experienced problems due to a loss in the power supply. | A device that experienced problems due to a loss in the power supply. | C92097 | Power Source Problem Identified | 3227
FDA | C91801 | FDA Manufacturer Evaluation Result Code Hierarchy | C92073 | Lubrication Problem Identified | 145 | IMDRF:C0704 |  | Problems that occurred because of the presence of either too much or too little lubricant where required (e.g. connectors, leading to failure mechanisms such as corrosion). | Problems that occurred because of the presence of either too much or too little lubricant where required (e.g. connectors, leading to failure mechanisms such as corrosion). | C92079 | Mechanical Problem Identified | 180
FDA | C91801 | FDA Manufacturer Evaluation Result Code Hierarchy | C92074 | Magnetically-Induced Movement | 3215 | IMDRF:C0903 |  | Problems due to unintended or excessive movement created by the application of magnetic fields. | Problems due to unintended or excessive movement created by the application of magnetic fields. | C92102 | Clinical Imaging Problem Identified | 3230
FDA | C91801 | FDA Manufacturer Evaluation Result Code Hierarchy | C139497 | Maintenance of Manufacturing Machinery | 4242 | IMDRF:C1604 |  | Problems caused by failure to maintain manufacturing equipment used to produce the device. | Problems caused by failure to maintain manufacturing equipment used to produce the device. | C92076 | Manufacturing Process Problem Identified | 170
FDA | C91801 | FDA Manufacturer Evaluation Result Code Hierarchy | C92075 | Maintenance Problem Identified | 115 | IMDRF:C17 |  | A device malfunction or problem that occurs after production because the device was not properly maintained according to the instructions (e.g. maintenance may be performed by user facility, distributor, or service provider). | A device malfunction or problem that occurs after production because the device was not properly maintained according to the instructions (e.g. maintenance may be performed by user facility, distributor, or service provider). | C91801 | FDA Manufacturer Evaluation Result Code Hierarchy
FDA | C91801 | FDA Manufacturer Evaluation Result Code Hierarchy | C92076 | Manufacturing Process Problem Identified | 170 | IMDRF:C16 |  | Problems with a device that can be traced to a problem in the manufacturing and/or production process. | Problems with a device that can be traced to a problem in the manufacturing and/or production process. | C91801 | FDA Manufacturer Evaluation Result Code Hierarchy
FDA | C91801 | FDA Manufacturer Evaluation Result Code Hierarchy | C92078 | Material and/or Chemical Problem Identified | 174 | IMDRF:C06 |  | Problems with the device materials or how its materials react to other elements either within the device or within the environment. | Problems with the device materials or how its materials react to other elements either within the device or within the environment. | C91801 | FDA Manufacturer Evaluation Result Code Hierarchy
FDA | C91801 | FDA Manufacturer Evaluation Result Code Hierarchy | C92077 | Material or Material Leachate Pyrogenic Problem | 3216 | IMDRF:C0103 |  | The undesirable presence of pyrogens or fever-producing organisms caused by materials that permeate through the device. | The undesirable presence of pyrogens or fever-producing organisms caused by materials that permeate through the device. | C92030 | Biological Problem Identified | 3204
FDA | C91801 | FDA Manufacturer Evaluation Result Code Hierarchy | C92079 | Mechanical Problem Identified | 180 | IMDRF:C07 |  | Problems that result from internal or external forces including fluids, other objects, or environmental or physiologic influences. | Problems that result from internal or external forces including fluids, other objects, or environmental or physiologic influences. | C91801 | FDA Manufacturer Evaluation Result Code Hierarchy
FDA | C91801 | FDA Manufacturer Evaluation Result Code Hierarchy | C92080 | Mechanical Shock Problem | 3217 | IMDRF:C070604 |  | Problems caused by the sudden violent blow or collision to the whole device (e.g. by dropping). | Problems caused by the sudden violent blow or collision to the whole device (e.g. by dropping). | C92120 | Stress Problem Identified | 3243
FDA | C91801 | FDA Manufacturer Evaluation Result Code Hierarchy | C92081 | Microbial Contamination | 3218 | IMDRF:C010202 |  | The undesirable presence of microorganisms or microbes such as bacteria and fungi (yeasts and molds). | The undesirable presence of microorganisms or microbes such as bacteria and fungi (yeasts and molds). | C92054 | Biological Contamination | 142
FDA | C91801 | FDA Manufacturer Evaluation Result Code Hierarchy | C139508 | Missing or Inadequate Safety Measures | 4227 | IMDRF:C1208 |  | Safety measures are inadequately applied or missing. | Safety measures are inadequately applied or missing. | C92098 | Protective System Problem Identified | 3228
FDA | C91801 | FDA Manufacturer Evaluation Result Code Hierarchy | C92121 | Molecular Structure Problem | 3219 | IMDRF:C060203 |  | Problems related to the presence of an inappropriate molecular geometry somewhere in the device (i.e. the spatial arrangement of atoms in a molecule and the chemical bonds that hold the atoms together). | Problems related to the presence of an inappropriate molecular geometry somewhere in the device (i.e. the spatial arrangement of atoms in a molecule and the chemical bonds that hold the atoms together). | C92065 | Inappropriate Material | 202
FDA | C91801 | FDA Manufacturer Evaluation Result Code Hierarchy | C92082 | Mutagenic Problem | 3220 | IMDRF:C010502 |  | The device's ability to change genetic information (usually DNA) of an organism and thus increasing the frequency of mutations. | The device's ability to change genetic information (usually DNA) of an organism and thus increasing the frequency of mutations. | C92057 | Genotoxicity Problem Identified | 3254
FDA | C91801 | FDA Manufacturer Evaluation Result Code Hierarchy | C139488 | Network Communication Problem | 4205 | IMDRF:C040103 |  | Communications problems between devices within a network system. | Communications problems between devices within a network system. | C92034 | Communications Problem Identified | 628
FDA | C91801 | FDA Manufacturer Evaluation Result Code Hierarchy | C139523 | New or Unknown Interferent | 4234 | IMDRF:C1401 |  | New or unknown endogenous or exogenous interferent (sample) identified. | New or unknown endogenous or exogenous interferent (sample) identified. | C139467 | Patient Sample Problem | 4233
FDA | C91801 | FDA Manufacturer Evaluation Result Code Hierarchy | C92083 | No Device Problem Found | 213 | IMDRF:C19 |  | The device either functioned as intended or a problem was not found. | The device either functioned as intended or a problem was not found. | C91801 | FDA Manufacturer Evaluation Result Code Hierarchy
FDA | C91801 | FDA Manufacturer Evaluation Result Code Hierarchy | C92084 | No Findings Available | 3221 | IMDRF:C20 |  | Use when no investigation can be performed and therefore no results will be obtained. | Use when no investigation can be performed and therefore no results will be obtained. | C91801 | FDA Manufacturer Evaluation Result Code Hierarchy
FDA | C91801 | FDA Manufacturer Evaluation Result Code Hierarchy | C92085 | Non-Functional Defect | 3222 | IMDRF:C100205 |  | The device software contained software errors that did not impact its operation. | The device software contained software errors that did not impact its operation. | C92042 | Design Error | 110
FDA | C91801 | FDA Manufacturer Evaluation Result Code Hierarchy | C92087 | Open Circuit | 122 | IMDRF:C0205 |  | Problem due to an electrical circuit that does not conduct current because a switch is open, a wire is broken, etc. | Problem due to an electrical circuit that does not conduct current because a switch is open, a wire is broken, etc. | C92045 | Electrical Problem Identified | 120
FDA | C91801 | FDA Manufacturer Evaluation Result Code Hierarchy | C92088 | Operational Problem Identified | 114 | IMDRF:C13 |  | Problems that occur during the performance, use, or functioning of the device. | Problems that occur during the performance, use, or functioning of the device. | C91801 | FDA Manufacturer Evaluation Result Code Hierarchy
FDA | C91801 | FDA Manufacturer Evaluation Result Code Hierarchy | C92089 | Optical Problem Identified | 3224 | IMDRF:C08 |  | Problems related to the optical properties of a device. | Problems related to the optical properties of a device. | C91801 | FDA Manufacturer Evaluation Result Code Hierarchy
FDA | C91801 | FDA Manufacturer Evaluation Result Code Hierarchy | C92090 | Optical Transmission Problem Identified | 196 | IMDRF:C0801 |  | Problems with the device's ability to pass light energy. | Problems with the device's ability to pass light energy. | C92089 | Optical Problem Identified | 3224
FDA | C91801 | FDA Manufacturer Evaluation Result Code Hierarchy | C139520 | Overheating Problem Identified | 4216 | IMDRF:C1101 |  | The device was found to become hotter than expected during operation. This applies to devices which are not intended to deliver heat. Use "Excessive heating identified" for devices which are intended to deliver heat during operation. Use "Inadequate cooling identified" if the overheating was related to a problem with a cooling system. | The device was found to become hotter than expected during operation. This applies to devices which are not intended to deliver heat. | C92122 | Thermal Problem | 642
FDA | C91801 | FDA Manufacturer Evaluation Result Code Hierarchy | C92093 | Packaging Compromised | 171 | IMDRF:C160501 |  | Problems that occurred because of a compromised packaging of the device (e.g. broken or incomplete seal). | Problems that occurred because of a compromised packaging of the device (e.g. broken or incomplete seal). | C92094 | Packaging Problem Identified | 111
FDA | C91801 | FDA Manufacturer Evaluation Result Code Hierarchy | C139503 | Packaging Contains Incorrect Device | 4245 | IMDRF:C160504 |  | Problems that occurred because the packaging contained an incorrect device. | Problems that occurred because the packaging contained an incorrect device. | C92094 | Packaging Problem Identified | 111
FDA | C91801 | FDA Manufacturer Evaluation Result Code Hierarchy | C139504 | Packaging Contains Unintended Material | 4244 | IMDRF:C160503 |  | Problems that occurred because unintended material was packaged with the device. | Problems that occurred because unintended material was packaged with the device. | C92094 | Packaging Problem Identified | 111
FDA | C91801 | FDA Manufacturer Evaluation Result Code Hierarchy | C139505 | Packaging Materials Problem | 4243 | IMDRF:C160502 |  | Problems that occurred because of the composition or type of packaging materials was inappropriate for the device. | Problems that occurred because of the composition or type of packaging materials was inappropriate for the device. | C92094 | Packaging Problem Identified | 111
FDA | C91801 | FDA Manufacturer Evaluation Result Code Hierarchy | C92094 | Packaging Problem Identified | 111 | IMDRF:C1605 |  | Problems that occurred because of the device packaging. | Problems that occurred because of the device packaging. | C92076 | Manufacturing Process Problem Identified | 170
FDA | C91801 | FDA Manufacturer Evaluation Result Code Hierarchy | C139467 | Patient Sample Problem | 4233 | IMDRF:C14 |  | Problems that occurred due to endogenous or exogenous interferent in the sample, or unexpected variation in the target analyte/marker. | Problems that occurred due to endogenous or exogenous interferent in the sample, or unexpected variation in the target analyte/marker. | C91801 | FDA Manufacturer Evaluation Result Code Hierarchy
FDA | C91801 | FDA Manufacturer Evaluation Result Code Hierarchy | C92095 | Platelet Activation Problem | 3226 | IMDRF:C010603 |  | The device affects the body's ability to activate platelet formation. | The device affects the body's ability to activate platelet formation. | C92060 | Hematological Problem Identified | 3255
FDA | C91801 | FDA Manufacturer Evaluation Result Code Hierarchy | C92096 | Power Fluctuation | 659 | IMDRF:C020703 |  | The device failed due to fluctuations within the power supply (e.g. transient power, power spike, power dip, or power sequencing). | The device failed due to fluctuations within the power supply (e.g. transient power, power spike, power dip, or power sequencing). | C92097 | Power Source Problem Identified | 3227
FDA | C91801 | FDA Manufacturer Evaluation Result Code Hierarchy | C92097 | Power Source Problem Identified | 3227 | IMDRF:C0207 |  | Problems related to the source that provides electrical power to the device. | Problems related to the source that provides electrical power to the device. | C92045 | Electrical Problem Identified | 120
FDA | C91801 | FDA Manufacturer Evaluation Result Code Hierarchy | C139524 | Pre-analytical Handling Problem | 4237 | IMDRF:C1404 |  | Incorrect pre-analytical handling of patient's sample by the user. | Incorrect pre-analytical handling of patient's sample by the user. | C139467 | Patient Sample Problem | 4233
FDA | C91801 | FDA Manufacturer Evaluation Result Code Hierarchy | C139509 | Premature Indicator Activation | 4224 | IMDRF:C1205 |  | A system intended to indicate the device status was triggered prematurely. | A system intended to indicate the device status was triggered prematurely. | C92098 | Protective System Problem Identified | 3228
FDA | C91801 | FDA Manufacturer Evaluation Result Code Hierarchy | C92123 | Problem due to Thrombosis Activation | 3244 | IMDRF:C010604 |  | The device causes the formation of blood clots in or along blood vessels resulting in disturbed or disrupted blood flow. | The device causes the formation of blood clots in or along blood vessels resulting in disturbed or disrupted blood flow. | C92060 | Hematological Problem Identified | 3255
FDA | C91801 | FDA Manufacturer Evaluation Result Code Hierarchy | C139510 | Problem of Device to Self-Test | 4222 | IMDRF:C1203 |  | Malfunction of the device's self-test system. | Malfunction of the device's self-test system. | C92098 | Protective System Problem Identified | 3228
FDA | C91801 | FDA Manufacturer Evaluation Result Code Hierarchy | C139511 | Problem to Auto Stop | 4223 | IMDRF:C1204 |  | An auto stop function of a device did not operate correctly. | An auto stop function of a device did not operate correctly. | C92098 | Protective System Problem Identified | 3228
FDA | C91801 | FDA Manufacturer Evaluation Result Code Hierarchy | C92098 | Protective System Problem Identified | 3228 | IMDRF:C12 |  | Problems related to the system(s) designed to prevent or warn about unsafe operation of the device. | Problems related to the system(s) designed to prevent or warn about unsafe operation of the device. | C91801 | FDA Manufacturer Evaluation Result Code Hierarchy
FDA | C91801 | FDA Manufacturer Evaluation Result Code Hierarchy | C92100 | Radiofrequency Induced Overheating | 3229 | IMDRF:C0904 |  | Problems due to unintended radiofrequency-induced temperature increase that can occur in the vicinity of the device. | Problems due to unintended radiofrequency-induced temperature increase that can occur in the vicinity of the device. | C92102 | Clinical Imaging Problem Identified | 3230
FDA | C91801 | FDA Manufacturer Evaluation Result Code Hierarchy | C92101 | Radiofrequency Interference (RFI) | 611 | IMDRF:C0305 |  | Problems due to radiofrequency interference. RFI is a disturbance that affects an electrical circuit due to either electromagnetic conduction or electromagnetic radiation emitted from an external source. | Problems due to radiofrequency interference. RFI is a disturbance that affects an electrical circuit due to either electromagnetic conduction or electromagnetic radiation emitted from an external source. | C92046 | Electromagnetic Compatibility Problem Identified | 197
FDA | C91801 | FDA Manufacturer Evaluation Result Code Hierarchy | C92103 | Reactivity Problem Identified | 3231 | IMDRF:C0605 |  | Problems that occur due to the reactivity of materials (e.g. over-react or under-react). | Problems that occur due to the reactivity of materials (e.g. over-react or under-react). | C92078 | Material and/or Chemical Problem Identified | 174
FDA | C91801 | FDA Manufacturer Evaluation Result Code Hierarchy | C92104 | Reproductive Toxicity Problem Identified | 3232 | IMDRF:C0108 |  | The device affects reproductive function, embryo development (teratogenicity), and prenatal and early postnatal development. (ISO 10993 part 3) | The device affects reproductive function, embryo development (teratogenicity), and prenatal and early postnatal development. (ISO 10993 part 3) | C92030 | Biological Problem Identified | 3204
FDA | C91801 | FDA Manufacturer Evaluation Result Code Hierarchy | C139512 | Reset Problem | 4225 | IMDRF:C1206 |  | The device does not reset properly. | The device does not reset properly. | C92098 | Protective System Problem Identified | 3228
FDA | C91801 | FDA Manufacturer Evaluation Result Code Hierarchy | C92143 | Results Pending Completion of Investigation | 3233 | IMDRF:C21 |  | Investigation is ongoing and results are not yet available. Do not use this code if the investigation is complete. | Investigation is ongoing and results are not yet available. Do not use this code if the investigation is complete. | C91801 | FDA Manufacturer Evaluation Result Code Hierarchy
FDA | C91801 | FDA Manufacturer Evaluation Result Code Hierarchy | C139513 | Shielding Problem | 4226 | IMDRF:C1207 |  | Inadequate shielding of/by the device. | Inadequate shielding of/by the device. | C92098 | Protective System Problem Identified | 3228
FDA | C91801 | FDA Manufacturer Evaluation Result Code Hierarchy | C92108 | Short Circuit | 121 | IMDRF:C0208 |  | Problems due to an unintentionally low-resistance connection between two points in an electric circuit, resulting in either excessive current flow that often causes damage or in a new shorter circuit that draws current away from the original pathways and components. | Problems due to an unintentionally low-resistance connection between two points in an electric circuit, resulting in either excessive current flow that often causes damage or in a new shorter circuit that draws current away from the original pathways and components. | C92045 | Electrical Problem Identified | 120
FDA | C91801 | FDA Manufacturer Evaluation Result Code Hierarchy | C92109 | Signal Loss | 3237 | IMDRF:C0209 |  | Problems due to the loss or weakening of an electrical signal or signals. | Problems due to the loss or weakening of an electrical signal or signals. | C92045 | Electrical Problem Identified | 120
FDA | C91801 | FDA Manufacturer Evaluation Result Code Hierarchy | C92111 | Software Installation Problem Identified | 3238 | IMDRF:C1004 |  | The device software was not installed as per the specifications or failed to properly install. | The device software was not installed as per the specifications or failed to properly install. | C92113 | Software Problem Identified | 104
FDA | C91801 | FDA Manufacturer Evaluation Result Code Hierarchy | C139516 | Software Maintenance Problem Identified | 4213 | IMDRF:C1003 |  | The device software was not maintained/updated properly. | The device software was not maintained/updated properly. | C92113 | Software Problem Identified | 104
FDA | C91801 | FDA Manufacturer Evaluation Result Code Hierarchy | C92113 | Software Problem Identified | 104 | IMDRF:C10 |  | Problems related to the device software. | Problems related to the device software. | C91801 | FDA Manufacturer Evaluation Result Code Hierarchy
FDA | C91801 | FDA Manufacturer Evaluation Result Code Hierarchy | C92114 | Software Requirement Error | 3239 | IMDRF:C1005 |  | The software requirements for the device are either incomplete, inadequate, or in conflict. | The software requirements for the device are either incomplete, inadequate, or in conflict. | C92113 | Software Problem Identified | 104
FDA | C91801 | FDA Manufacturer Evaluation Result Code Hierarchy | C92115 | Software Runtime Error | 3240 | IMDRF:C1006 |  | The device software failed during operation as a result of a coding error. | The device software failed during operation as a result of a coding error. | C92113 | Software Problem Identified | 104
FDA | C91801 | FDA Manufacturer Evaluation Result Code Hierarchy | C92116 | Software Security Vulnerability | 3241 | IMDRF:C1007 |  | The device software failed to provide adequate authorization, access control, protection and accountability features. | The device software failed to provide adequate authorization, access control, protection and accountability features. | C92113 | Software Problem Identified | 104
FDA | C91801 | FDA Manufacturer Evaluation Result Code Hierarchy | C92117 | Software Timing Problem | 634 | IMDRF:C100206 |  | Problems that results from the incorrect sequencing or activation of software modules. | Problems that results from the incorrect sequencing or activation of software modules. | C92042 | Design Error | 110
FDA | C91801 | FDA Manufacturer Evaluation Result Code Hierarchy | C139576 | Sterilization Problem Identified | 4241 | IMDRF:C1602 |  | Problems that occurred during terminal sterilization by the manufacturer. | Problems that occurred during terminal sterilization by the manufacturer. | C92076 | Manufacturing Process Problem Identified | 170
FDA | C91801 | FDA Manufacturer Evaluation Result Code Hierarchy | C92118 | Stiffness Problem Identified | 3242 | IMDRF:C0705 |  | Problems that occurred when its material is either too flexible/pliable or inflexible/rigid when in contact by an applied force. | Problems that occurred when its material is either too flexible/pliable or inflexible/rigid when in contact by an applied force. | C92079 | Mechanical Problem Identified | 180
FDA | C91801 | FDA Manufacturer Evaluation Result Code Hierarchy | C92119 | Storage Problem Identified | 193 | IMDRF:C1802 |  | Problems that result from storing the device in an uncontrolled or improper environment (e.g. moisture sensitive devices stored in a humid environment). | Problems that result from storing the device in an uncontrolled or improper environment (e.g. moisture sensitive devices stored in a humid environment). | C139468 | Transport/Storage Problem Identified | 4246
FDA | C91801 | FDA Manufacturer Evaluation Result Code Hierarchy | C92120 | Stress Problem Identified | 3243 | IMDRF:C0706 |  | Problems caused by either excessive or inadequate physical force exerted on it by another object resulting in problems e.g. wear, bending, deformation, fracture, fatigue. | Problems caused by either excessive or inadequate physical force exerted on it by another object resulting in problems e.g. wear, bending, deformation, fracture, fatigue. | C92079 | Mechanical Problem Identified | 180
FDA | C91801 | FDA Manufacturer Evaluation Result Code Hierarchy | C92122 | Thermal Problem | 642 | IMDRF:C11 |  | Problems related to the temperature of the device. Note: For problems related to environmental temperature use ''Environment Problem Identified''. | Problems related to the temperature of the device. | C91801 | FDA Manufacturer Evaluation Result Code Hierarchy
FDA | C91801 | FDA Manufacturer Evaluation Result Code Hierarchy | C92124 | Tolerance Stack-Up | 176 | IMDRF:C0606 |  | Problems that result from a combination of specification variances of the components. | Problems that result from a combination of specification variances of the components. | C92078 | Material and/or Chemical Problem Identified | 174
FDA | C91801 | FDA Manufacturer Evaluation Result Code Hierarchy | C92107 | Transport Problem Identified | 3236 | IMDRF:C1801 |  | Problems traced to how the device was transported e.g. temperature of shipping compartment or method of transportation. | Problems traced to how the device was transported e.g. temperature of shipping compartment or method of transportation. | C139468 | Transport/Storage Problem Identified | 4246
FDA | C91801 | FDA Manufacturer Evaluation Result Code Hierarchy | C139468 | Transport/Storage Problem Identified | 4246 | IMDRF:C18 |  | Problems was caused by transport or storage conditions. | Problems was caused by transport or storage conditions. | C91801 | FDA Manufacturer Evaluation Result Code Hierarchy
FDA | C91801 | FDA Manufacturer Evaluation Result Code Hierarchy | C139495 | Unintended Compatibility | 4207 | IMDRF:C0404 |  | The device was confirmed to be compatible with another device with which the device is intended to be incompatible. | The device was confirmed to be compatible with another device with which the device is intended to be incompatible. | C92070 | Interoperability Problem Identified | 3213
FDA | C91801 | FDA Manufacturer Evaluation Result Code Hierarchy | C139490 | Unintended Emission | 4204 | IMDRF:C0304 |  | Problems due to unintended emission of electromagnetic energy by the device. | Problems due to unintended emission of electromagnetic energy by the device. | C92046 | Electromagnetic Compatibility Problem Identified | 197
FDA | C91801 | FDA Manufacturer Evaluation Result Code Hierarchy | C139484 | Unintended Presence of Allergens | 4202 | IMDRF:C0107 |  | Unintended or unexpected presence of allergens in the device. If the presence of the allergen is expected but not adequately labelled, then use "Labelling Problem". | Unintended or unexpected presence of allergens in the device. | C92030 | Biological Problem Identified | 3204
FDA | C91801 | FDA Manufacturer Evaluation Result Code Hierarchy | C92129 | Vibration Problem | 649 | IMDRF:C070605 |  | Problems caused by the constant rhythmic motion of the device, or something in the environment to which the device is exposed. | Problems that result from a combination of specification variances of the components. | C92120 | Stress Problem Identified | 3243
FDA | C91801 | FDA Manufacturer Evaluation Result Code Hierarchy | C92130 | Wear Problem | 140 | IMDRF:C070606 |  | Problems due to the premature or expected erosion of its material by use, deterioration, or change. | Problems due to the premature or expected erosion of its material by use, deterioration, or change. | C92120 | Stress Problem Identified | 3243
FDA | C91801 | FDA Manufacturer Evaluation Result Code Hierarchy | C92131 | Wired Communication Problem | 608 | IMDRF:C040101 |  | Communications problems between devices within a wired system. | Communications problems between devices within a wired system. | C92034 | Communications Problem Identified | 628
FDA | C91801 | FDA Manufacturer Evaluation Result Code Hierarchy | C92132 | Wireless Communication Problem | 3248 | IMDRF:C040102 |  | Communications problems between devices within a wireless system. | Communications problems between devices within a wireless system. | C92034 | Communications Problem Identified | 628
FDA | C54450 | FDA Patient Problem Code Hierarchy | C34331 | Abdominal Cramps | 2543 |  | Cramps, Abdominal |  | An involuntary muscular contraction involving a muscle of the abdomen or of a hollow organ within the abdomen. | C34827 | Cramp(s) | 2193
FDA | C54450 | FDA Patient Problem Code Hierarchy | C35221 | Abortion | 1688 |  |  |  | The unintentional or intentional loss of a pregnancy before 22 weeks gestation. | C54450 | FDA Patient Problem Code Hierarchy
FDA | C54450 | FDA Patient Problem Code Hierarchy | C50500 | Abortion, Complete | 2212 |  |  | All products of conception are expelled and identified. | Expulsion of all the products of conception following spontaneous, medical or operative pregnancy termination. | C35221 | Abortion | 1688
FDA | C54450 | FDA Patient Problem Code Hierarchy | C50608 | Abortion, Incomplete | 2213 |  |  | The uterus is not entirely emptied of its contents. | The uterus is not entirely emptied of products of conception following spontaneous, medical or operative pregnancy termination. | C35221 | Abortion | 1688
FDA | C54450 | FDA Patient Problem Code Hierarchy | C50613 | Abortion, Induced | 2214 |  | Abortion, Artificial¦Artificial Abortion¦Induced Abortion | Abortion brought on intentionally. | Abortion brought on intentionally. | C35221 | Abortion | 1688
FDA | C54450 | FDA Patient Problem Code Hierarchy | C50652 | Abortion, Missed | 2215 |  |  | Retention in uterus of an abortus that has been dead at least 4 weeks. | Retention in uterus of an abortus. | C35221 | Abortion | 1688
FDA | C54450 | FDA Patient Problem Code Hierarchy | C50449 | Abrasion | 1689 |  |  | Abraded wound; excoriation or circumscribed removal of the superficial layers of the skin or mucous membrane. | Superficial damage to the skin caused by rubbing or scraping. | C3671 | Injury | 2348
FDA | C54450 | FDA Patient Problem Code Hierarchy | C26686 | Abscess | 1690 |  |  |  | An inflammatory process characterized by the accumulation of pus within a newly formed tissue cavity which is the result of a bacterial, fungal, or parasitic infection or the presence of a foreign body. | C2890 | Infection, Bacterial | 1735
FDA | C54450 | FDA Patient Problem Code Hierarchy | C50451 | Achalasia | 1692 |  |  | Failure of the smooth muscle fibers of the gastrointestinal tract to relax at any one point of junction of one part with another. | Failure of the smooth muscle fibers of the gastrointestinal tract to relax at any one point of junction of one part with another. | C54450 | FDA Patient Problem Code Hierarchy
FDA | C54450 | FDA Patient Problem Code Hierarchy | C50453 | Acoustic Trauma | 1694 |  |  |  | Injury to the hearing mechanisms within the inner ear, caused by excessively loud noise. | C54450 | FDA Patient Problem Code Hierarchy
FDA | C54450 | FDA Patient Problem Code Hierarchy | C54685 | Adhesion(s) | 1695 |  |  |  | A fibrous band of tissue that connects normally separate body regions. | C54450 | FDA Patient Problem Code Hierarchy
FDA | C54450 | FDA Patient Problem Code Hierarchy | C3353 | Adult Respiratory Distress Syndrome | 1696 |  | Adult Respiratory Distress Syndrome, ARDS |  | Progressive and life-threatening pulmonary distress in the absence of an underlying pulmonary condition, usually following major trauma or surgery. Cases of neonatal respiratory distress syndrome are not included in this definition. | C54450 | FDA Patient Problem Code Hierarchy
FDA | C54450 | FDA Patient Problem Code Hierarchy | C2851 | AIDS, Acquired Immunodeficiency Syndrome | 1684 |  | Acquired Immunodeficiency Syndrome, AIDS |  | A syndrome resulting from the acquired deficiency of cellular immunity caused by the human immunodeficiency virus (HIV). It is characterized by the reduction of the Helper T-lymphocytes in the peripheral blood and the lymph nodes. Symptoms include generalized lymphadenopathy, fever, weight loss, and chronic diarrhea. Patients with AIDS are especially susceptible to opportunistic infections (usually pneumocystis carinii pneumonia, cytomegalovirus (CMV) infections, tuberculosis, candida infections, and cryptococcosis), and the development of malignant neoplasms (usually non-Hodgkin lymphoma and Kaposi sarcoma). The human immunodeficiency virus is transmitted through sexual contact, sharing of contaminated needles, or transfusion of contaminated blood. | C54450 | FDA Patient Problem Code Hierarchy
FDA | C54450 | FDA Patient Problem Code Hierarchy | C50455 | Air Embolism | 1697 |  |  | The presence of bubbles of gas in the vascular system; occurrence is related to the entry of air into the venous circulation following trauma or surgery. | The presence of bubbles of air in the vascular system; occurrence is related to the entry of air into the venous circulation following trauma or surgery. | C26759 | Embolism | 1829
FDA | C54450 | FDA Patient Problem Code Hierarchy | C50456 | Airway Obstruction | 1699 |  |  |  | Blockage of air flow in the respiratory tract. | C54450 | FDA Patient Problem Code Hierarchy
FDA | C54450 | FDA Patient Problem Code Hierarchy | C7941 | Alteration In Body Temperature | 2682 |  |  |  |  | C54450 | FDA Patient Problem Code Hierarchy
FDA | C54450 | FDA Patient Problem Code Hierarchy | C50458 | Ambulation Difficulties | 2544 |  | Difficulties, Ambulation |  | Any persistent problem with walking. | C54450 | FDA Patient Problem Code Hierarchy
FDA | C54450 | FDA Patient Problem Code Hierarchy | C50459 | Amnionitis | 2217 |  |  | Inflammation of the amnion. | Inflammation of the amnion. | C54450 | FDA Patient Problem Code Hierarchy
FDA | C54450 | FDA Patient Problem Code Hierarchy | C50410 | Anaphylactoid | 2218 |  |  |  | Resembling anaphylaxis. | C54450 | FDA Patient Problem Code Hierarchy
FDA | C54450 | FDA Patient Problem Code Hierarchy | C3720 | Anaplastic Large Cell Lymphoma | 3264 |  | ALCL |  | A peripheral (mature) T-cell lymphoma, consisting of usually large anaplastic, CD30 positive cells. The majority of cases are positive for the anaplastic large cell lymphoma (ALK) protein. The most frequently seen genetic alteration is a t(2;5) translocation. Majority of patients present with advanced disease. The most important prognostic indicator is ALK positivity, which has been associated with a favorable prognosis. (WHO, 2001) | C3208 | Lymphoma | 3263
FDA | C54450 | FDA Patient Problem Code Hierarchy | C50417 | Anastomose, Failure To | 1028 |  |  |  | Failure of a surgically-induced connection between tubular structures in the body. | C54450 | FDA Patient Problem Code Hierarchy
FDA | C54450 | FDA Patient Problem Code Hierarchy | C2869 | Anemia | 1706 |  |  |  | A reduction in the number of red blood cells, the amount of hemoglobin, and/or the volume of packed red blood cells. Clinically, anemia represents a reduction in the oxygen-transporting capacity of a designated volume of blood, resulting from an imbalance between blood loss (through hemorrhage or hemolysis) and blood production. Signs and symptoms of anemia may include pallor of the skin and mucous membranes, shortness of breath, palpitations of the heart, soft systolic murmurs, lethargy, and fatigability. | C54450 | FDA Patient Problem Code Hierarchy
FDA | C54450 | FDA Patient Problem Code Hierarchy | C51220 | Anesthesia, Insufficient, Light Or Patchy | 1707 |  | Insufficient, Light Or Patchy Anesthesia¦Light, Patchy Or Insufficient Anesthesia¦Patchy, Light Or Insufficient Anesthesia |  | A state of consciousness that permits the formation of explicit and implicit memories while under general anesthesia. | C54450 | FDA Patient Problem Code Hierarchy
FDA | C54450 | FDA Patient Problem Code Hierarchy | C26693 | Aneurysm | 1708 |  |  |  | Bulging or ballooning in an area of an artery secondary to arterial wall weakening. | C54450 | FDA Patient Problem Code Hierarchy
FDA | C54450 | FDA Patient Problem Code Hierarchy | C51221 | Angina | 1710 |  |  |  | Paroxysms of chest pain due to reduced oxygen to the heart. | C54450 | FDA Patient Problem Code Hierarchy
FDA | C54450 | FDA Patient Problem Code Hierarchy | C2876 | Anoxia | 1711 |  |  |  | Absence or reduction of oxygen in body tissue. | C3890 | Hypoxia | 1918
FDA | C54450 | FDA Patient Problem Code Hierarchy | C51222 | Antibiotics, Reaction To | 1713 |  |  |  |  | C25637 | Reaction | 2414
FDA | C54450 | FDA Patient Problem Code Hierarchy | C26696 | Anxiety | 2328 |  |  |  | Apprehension of danger and dread accompanied by restlessness, tension, tachycardia, and dyspnea unattached to a clearly identifiable stimulus. | C54450 | FDA Patient Problem Code Hierarchy
FDA | C54450 | FDA Patient Problem Code Hierarchy | C50461 | Aortic Dissection | 2491 |  | Dissection, Aortic |  | A progressive tear in the tissue lining the aorta, characterized by the passage of blood from the tunica intima into, and partially through, the tunica media. | C54450 | FDA Patient Problem Code Hierarchy
FDA | C54450 | FDA Patient Problem Code Hierarchy | C51223 | Aortic Insufficiency | 1715 |  |  |  | Dysfunction of the aortic valve characterized by incomplete valve closure. | C50796 | Insufficiency, Valvular | 1926
FDA | C54450 | FDA Patient Problem Code Hierarchy | C50861 | Aortic Regurgitation | 1716 |  |  | The backward flow of blood from the aorta into the left ventricle, owing to insufficiency of the aortic semilunar valve; it may be chronic or acute. | The backward flow of blood from the aorta into the left ventricle, owing to insufficiency of the aortic semilunar valve; it may be chronic or acute. | C51223 | Aortic Insufficiency | 1715
FDA | C54450 | FDA Patient Problem Code Hierarchy | C50462 | Aortic Stenosis | 1717 |  |  | Narrowing of the orifice of the aortic valve or of the supravalvular or subvalvular regions. | Narrowing of the orifice of the aortic valve. | C62433 | Valvular Stenosis | 2697
FDA | C54450 | FDA Patient Problem Code Hierarchy | C50416 | Apgar Score, Decreased Or Low | 1718 |  | Decreased Or Low Apgar Score¦Low Or Decreased Apgar Score¦Score, Decreased Or Low Apgar |  | An Apgar score less than seven. | C54450 | FDA Patient Problem Code Hierarchy
FDA | C54450 | FDA Patient Problem Code Hierarchy | C15191 | Apheresis | 1719 |  |  |  | A procedure that collects a component of the peripheral blood while returning the rest to the donor. | C54450 | FDA Patient Problem Code Hierarchy
FDA | C54450 | FDA Patient Problem Code Hierarchy | C50824 | Apicectomy | 2372 |  |  |  | Excision of the apex of the petrous portion of the temporal bone. | C54450 | FDA Patient Problem Code Hierarchy
FDA | C54450 | FDA Patient Problem Code Hierarchy | C26698 | Apnea | 1720 |  | Arrest, Respiratory¦Respiratory Arrest | Cessation of breathing. | Transient cessation of respiration. | C54450 | FDA Patient Problem Code Hierarchy
FDA | C54450 | FDA Patient Problem Code Hierarchy | C64343 | Appropriate Term/Code Not Available | 3191 | IMDRF:A27 |  | The device problem is not adequately described by any other term. Note: this code must not be used unless there is no other feasible code. The preferred term should be documented when submitting an adverse event report. This information will be used to determine if a new term should be added to the code table. | A device problem is not adequately described by any other term. Note: this code must not be used unless there is no other feasible code. | C54451 | FDA Device Problem Code Hierarchy
FDA | C54450 | FDA Patient Problem Code Hierarchy | C50749 | Arachnoiditis, Spinal | 2390 |  |  | A chronic adhesive arachnoiditis in the spinal arachnoid, with root and spinal cord symptoms similar to those caused by pressure from a tumor. | A chronic adhesive arachnoiditis in the spinal arachnoid, with root and spinal cord symptoms similar to those caused by pressure from a tumor. | C54450 | FDA Patient Problem Code Hierarchy
FDA | C54450 | FDA Patient Problem Code Hierarchy | C2881 | Arrhythmia | 1721 |  |  |  | Any variation from the normal rate or rhythm (which may include the origin of the impulse and/or its subsequent propagation) in the heart. | C54450 | FDA Patient Problem Code Hierarchy
FDA | C54450 | FDA Patient Problem Code Hierarchy | C34398 | Arteriosclerosis | 1722 |  |  |  | A vascular disorder characterized by thickening and hardening of the walls of the arteries. | C54450 | FDA Patient Problem Code Hierarchy
FDA | C54450 | FDA Patient Problem Code Hierarchy | C50464 | Arthralgia | 2355 |  | Joint Pain¦Pain, Joint | Pain in a joint. | Pain in a joint. | C3303 | Pain | 1994
FDA | C54450 | FDA Patient Problem Code Hierarchy | C2883 | Arthritis | 1723 |  |  |  | An inflammatory process affecting a joint. Causes include infection, autoimmune processes, degenerative processes, and trauma. Signs and symptoms may include swelling around the affected joint and pain. | C35760 | Joint Disorder | 2373
FDA | C54450 | FDA Patient Problem Code Hierarchy | C2884 | Arthritis, Rheumatoid | 1724 |  | Rheumatoid Arthritis |  | A chronic, systemic autoimmune disorder characterized by inflammation in the synovial membranes and articular surfaces. It manifests primarily as a symmetric, erosive polyarthritis that spares the axial skeleton and is typically associated with the presence in the serum of rheumatoid factor. | C2883 | Arthritis | 1723
FDA | C54450 | FDA Patient Problem Code Hierarchy | C2885 | Ascites | 2596 |  |  |  | The accumulation of fluid in the peritoneal cavity, which may be serous, hemorrhagic, or the result of tumor metastasis to the peritoneum. | C54450 | FDA Patient Problem Code Hierarchy
FDA | C54450 | FDA Patient Problem Code Hierarchy | C50465 | Asphyxia | 1851 |  |  | A condition due to lack of oxygen in respired air, resulting in impending or actual cessation of life. | A state of general hypoxia and hypercapnea, resulting in acidosis, which affects all tissues in the body. | C3890 | Hypoxia | 1918
FDA | C54450 | FDA Patient Problem Code Hierarchy | C28245 | Aspiration | 1725 |  |  |  | A disorder characterized by inhalation of solids or liquids into the lungs. | C54450 | FDA Patient Problem Code Hierarchy
FDA | C54450 | FDA Patient Problem Code Hierarchy | C28397 | Asthma | 1726 |  |  |  | A chronic respiratory disease manifested as difficulty breathing due to the narrowing of bronchial passageways. | C54450 | FDA Patient Problem Code Hierarchy
FDA | C54450 | FDA Patient Problem Code Hierarchy | C35768 | Atherosclerosis | 1728 |  |  |  | Build-up of fatty material and calcium deposition in the arterial wall resulting in partial or complete occlusion of the arterial lumen. | C34398 | Arteriosclerosis | 1722
FDA | C54450 | FDA Patient Problem Code Hierarchy | C50466 | Atrial Fibrillation | 1729 |  |  | An arrhythmia in which minute areas of the atrial myocardium are in various uncoordinated stages of depolarization and repolarization; instead of intermittently contracting, the atria quiver continuously in a chaotic pattern, causing a totally irregular, often rapid ventricular rate. | A disorder characterized by an electrocardiographic finding of a supraventricular arrhythmia characterized by the replacement of consistent P waves by rapid oscillations or fibrillatory waves that vary in size, shape and timing and are accompanied by an irregular ventricular response. (CDISC) | C54450 | FDA Patient Problem Code Hierarchy
FDA | C54450 | FDA Patient Problem Code Hierarchy | C51224 | Atrial Flutter | 1730 |  |  |  | A disorder characterized by an electrocardiographic finding of an organized, regular atrial rhythm with atrial rate of 240-340 beats per minute. Multiple P waves typically appear in the inferior leads in a saw tooth-like pattern between the QRS complexes. (CDISC) | C54450 | FDA Patient Problem Code Hierarchy
FDA | C54450 | FDA Patient Problem Code Hierarchy | C50467 | Atrial Perforation | 2511 |  |  |  | A rupture in atrial tissue due to traumatic or pathologic processes. | C54450 | FDA Patient Problem Code Hierarchy
FDA | C54450 | FDA Patient Problem Code Hierarchy | C35481 | Atrial Tachycardia | 1731 |  |  |  | A disorder characterized by an electrocardiographic finding of an organized, regular atrial rhythm with atrial rate between 101 and 240 beats per minute. The P wave morphology must be distinct from the sinus P wave morphology. (CDISC) | C54450 | FDA Patient Problem Code Hierarchy
FDA | C54450 | FDA Patient Problem Code Hierarchy | C2889 | Autoimmune Disease | 1732 |  | Disease, Autoimmune |  | A disorder resulting from loss of function or tissue destruction of an organ or multiple organs, arising from humoral or cellular immune responses of the individual to his own tissue constituents. It may be systemic (e.g., systemic lupus erythematosus), or organ specific, (e.g., thyroiditis). | C54450 | FDA Patient Problem Code Hierarchy
FDA | C54450 | FDA Patient Problem Code Hierarchy | C16313 | Autoimmune Reaction | 1733 |  | Reaction, Autoimmune |  | A specific humoral or cell-mediated immune response against autologous (self) antigens. An autoimmune process may produce or be caused by autoimmune disease and may be developmentally complex, not necessarily pathological, and possibly pervasive. | C54450 | FDA Patient Problem Code Hierarchy
FDA | C54450 | FDA Patient Problem Code Hierarchy | C51225 | Biliary Cirrhosis | 1736 |  | Cirrhosis, Biliary |  | Cirrhosis of the liver caused either by destruction of the intrahepatic bile ducts (primary biliary cirrhosis) or blockage of the extrahepatic bile ducts (secondary biliary cirrhosis). | C54450 | FDA Patient Problem Code Hierarchy
FDA | C54450 | FDA Patient Problem Code Hierarchy | C50551 | Blinking, Excessive | 2229 |  | Excessive Blinking |  |  | C54450 | FDA Patient Problem Code Hierarchy
FDA | C54450 | FDA Patient Problem Code Hierarchy | C50447 | Blood Gas Measurements, Abnormal | 1034 |  | Abnormal Blood Gas Measurements¦Measurements, Abnormal Blood Gas |  |  | C54450 | FDA Patient Problem Code Hierarchy
FDA | C54450 | FDA Patient Problem Code Hierarchy | C50470 | Blood Loss | 2597 |  | Loss Of Blood |  | Loss of blood from the circulation, either internally or externally. | C54450 | FDA Patient Problem Code Hierarchy
FDA | C54450 | FDA Patient Problem Code Hierarchy | C27123 | Blurred Vision | 2137 |  | Blurring¦Vision, Blurring Of |  | Blurred vision is the loss of visual acuity (sharpness of vision) resulting in a loss of ability to see small details. (from MedlinePlus Medical Encyclopedia) | C54450 | FDA Patient Problem Code Hierarchy
FDA | C54450 | FDA Patient Problem Code Hierarchy | C39611 | Bowel Perforation | 2668 |  |  |  | A rupture in the wall of the small or large intestine due to traumatic or pathologic processes. | C4080 | Perforation | 2001
FDA | C54450 | FDA Patient Problem Code Hierarchy | C37920 | Bradycardia | 1751 |  | Decreased Heart Rate¦Heart Rate, Decreased |  | An abnormally slow heart rate. Thresholds for different age, gender, and patient populations exist. | C54450 | FDA Patient Problem Code Hierarchy
FDA | C54450 | FDA Patient Problem Code Hierarchy | C50440 | Brain Injury | 2219 |  | Brain Damage¦Injury, Brain |  | Trauma to the brain. | C54450 | FDA Patient Problem Code Hierarchy
FDA | C54450 | FDA Patient Problem Code Hierarchy | C3197 | Breast Lumps | 2439 |  | Lumps, Breast |  | A mass in the mammary gland, either mobile or immobile. Once the mass has reached the size of a small garden pea, it can be detected by palpation. With mammography a larger number of early breast cancers are being detected since this techniques allows detection prior to the point at which the mass can be felt. Breast masses are not always malignant. Benign fibrocystic breast disease is not uncommon. A fine needle biopsy aspiration can distinguish a cystic mass from a solid one. | C54450 | FDA Patient Problem Code Hierarchy
FDA | C54450 | FDA Patient Problem Code Hierarchy | C2910 | Breast Neoplasm | 2438 |  | Neoplasm, Breast |  | A benign or malignant neoplasm of the breast parenchyma. It can originate from the ducts, lobules or the breast adipose tissue. Breast neoplasms are much more common in females than males. | C54450 | FDA Patient Problem Code Hierarchy
FDA | C54450 | FDA Patient Problem Code Hierarchy | C2911 | Bronchitis | 1752 |  |  |  | An acute or chronic inflammatory process affecting the bronchi. | C54450 | FDA Patient Problem Code Hierarchy
FDA | C54450 | FDA Patient Problem Code Hierarchy | C26710 | Bronchopneumonia | 2437 |  |  |  | Acute inflammation of the walls of the terminal bronchioles that spreads into the peribronchial alveoli and alveolar ducts. It results in the creation of foci of consolidation, which are surrounded by normal parenchyma. It affects one or more lobes, and is frequently bilateral and basal. It is usually caused by bacteria (e.g., Staphylococcus, Streptococcus, Haemophilus influenzae). Signs and symptoms include fever, cough with production of brown-red sputum, dyspnea, and chest pain. | C3333 | Pneumonia | 2011
FDA | C54450 | FDA Patient Problem Code Hierarchy | C34439 | Bronchospasm | 2598 |  |  |  | Sudden contraction of the smooth muscles of the bronchial wall. | C54450 | FDA Patient Problem Code Hierarchy
FDA | C54450 | FDA Patient Problem Code Hierarchy | C37921 | Bruise | 1754 |  |  |  | Injury of the soft tissues or bone without breaking the skin that is characterized by blood leakage into the surrounding area. | C3671 | Injury | 2348
FDA | C54450 | FDA Patient Problem Code Hierarchy | C34441 | Burn(s) | 1757 |  |  | Injury to tissues caused by contact with dry heat, moist heat, flames, chemicals, electricity, friction or radiant and electromagnetic energy. A first degree burn is associated with redness, a second degree burn with vesication and a third degree burn with necrosis through the entire skin. | A traumatic injury involving interruption of tissue cohesiveness that results from exposure to caustic chemicals, extreme heat, extreme cold or excessive radiation. | C3671 | Injury | 2348
FDA | C54450 | FDA Patient Problem Code Hierarchy | C50473 | Burn, Bowel | 1756 |  | Bowel Burn |  |  | C34441 | Burn(s) | 1757
FDA | C54450 | FDA Patient Problem Code Hierarchy | C50506 | Burn, Corneal | 2523 |  | Corneal Burn |  | Chemical or radiant injury to the cornea. | C34441 | Burn(s) | 1757
FDA | C54450 | FDA Patient Problem Code Hierarchy | C50768 | Burn, Thermal | 2530 |  | Burns, Thermal¦Thermal Burn |  | A burn injury caused by heat or fire. | C34441 | Burn(s) | 1757
FDA | C54450 | FDA Patient Problem Code Hierarchy | C50476 | Burning Sensation | 2146 |  | Sensation, Burning |  | A sensation of stinging or heat, not necessarily accompanied by redness or physical signs of irritation. | C54450 | FDA Patient Problem Code Hierarchy
FDA | C54450 | FDA Patient Problem Code Hierarchy | C3672 | Calcification | 1758 |  | Calcium Deposit(s)¦Deposit(s), Calcium |  | Deposition of calcium in the tissues. It may be the result of a metabolic disorder or long-standing infection, or it may be associated with the presence of cancer. | C9442 | Deposits | 1809
FDA | C54450 | FDA Patient Problem Code Hierarchy | C9305 | Cancer | 3262 |  | Malignant Neoplasm |  | A tumor composed of atypical neoplastic, often pleomorphic cells that invade other tissues. Malignant neoplasms often metastasize to distant anatomic sites and may recur after excision. The most common malignant neoplasms are carcinomas (adenocarcinomas or squamous cell carcinomas), Hodgkin and non-Hodgkin lymphomas, leukemias, melanomas, and sarcomas. | C54450 | FDA Patient Problem Code Hierarchy
FDA | C54450 | FDA Patient Problem Code Hierarchy | C4872 | Cancer, Breast | 1759 |  | Breast Cancer |  | A carcinoma arising from the breast, most commonly the terminal ductal-lobular unit. It is the most common malignant tumor in females. Risk factors include country of birth, family history, menstrual and reproductive history, fibrocystic disease and epithelial hyperplasia, exogenous estrogens, contraceptive agents, and ionizing radiation. The vast majority of breast carcinomas are adenocarcinomas (ductal or lobular). Breast carcinoma spreads by direct invasion, by the lymphatic route, and by the blood vessel route. The most common site of lymph node involvement is the axilla. | C9305 | Cancer | 3262
FDA | C54450 | FDA Patient Problem Code Hierarchy | C50702 | Capsular Bag Tear, Posterior | 2639 |  |  |  |  | C54450 | FDA Patient Problem Code Hierarchy
FDA | C54450 | FDA Patient Problem Code Hierarchy | C50478 | Capsular Contracture | 1761 |  |  | The tightening of scar tissue that forms around the implant. | The tightening of scar tissue that forms around the implant. | C54450 | FDA Patient Problem Code Hierarchy
FDA | C54450 | FDA Patient Problem Code Hierarchy | C50479 | Cardiac Arrest | 1762 |  | Arrest, Cardiac¦Asystole | Sudden cessation of the pumping function of the heart, with disappearance of arterial blood pressure, connoting either ventricular fibrillation or ventricular standstill. | The sudden cessation of cardiac activity in an individual who becomes unresponsive, without normal breathing and no signs of circulation. Cardiac arrest may be reversed by CPR, and/or defibrillation, cardioversion or cardiac pacing. | C54450 | FDA Patient Problem Code Hierarchy
FDA | C54450 | FDA Patient Problem Code Hierarchy | C73502 | Cardiac Perforation | 2513 |  |  |  | The presence of an acquired hole in the heart. Cardiac perforation may or may not be symptomatic and may or may not be self sealing. (ACC) | C54450 | FDA Patient Problem Code Hierarchy
FDA | C54450 | FDA Patient Problem Code Hierarchy | C50481 | Cardiac Tamponade | 2226 |  |  | Acute compression of the heart caused by increased intrapericardial pressure due to the collection of blood or fluid in the pericardium from rupture of the heart, penetrating trauma, or progressive effusion. | Acute compression of the heart caused by increased intrapericardial pressure due to the collection of blood or fluid in the pericardium from rupture of the heart, penetrating trauma, or progressive effusion. | C54450 | FDA Patient Problem Code Hierarchy
FDA | C54450 | FDA Patient Problem Code Hierarchy | C34830 | Cardiomyopathy | 1764 |  |  |  | A disease of the heart muscle or myocardium proper. Cardiomyopathies may be classified as either primary or secondary, on the basis of etiology, or on the pathophysiology of the lesion: hypertrophic, dilated, or restrictive. | C54450 | FDA Patient Problem Code Hierarchy
FDA | C54450 | FDA Patient Problem Code Hierarchy | C50483 | Cardiopulmonary Arrest | 1765 |  | Arrest, Cardiopulmonary | Cessation of breathing and/or cardiac function. | Cessation of breathing and/or cardiac function. | C54450 | FDA Patient Problem Code Hierarchy
FDA | C54450 | FDA Patient Problem Code Hierarchy | C26713 | Cataract | 1766 |  |  |  | Partial or complete opacity of the crystalline lens of one or both eyes that decreases visual acuity and eventually results in blindness. Some cataracts appear in infancy or in childhood, but most develop in older individuals. (Sternberg Diagnostic Surgical Pathology, 3rd ed.) | C54450 | FDA Patient Problem Code Hierarchy
FDA | C54450 | FDA Patient Problem Code Hierarchy | C50614 | Cataract, Induced | 1767 |  | Induced Cataract | A cataract that has been produced artificially or by induction, e.g. as a result of device use, medication, trauma, tears, falls, accidental injury, etc. | A cataract that has been produced artificially or by induction, e.g. as a result of device use, medication, trauma, tears, falls, accidental injury, etc. | C26713 | Cataract | 1766
FDA | C54450 | FDA Patient Problem Code Hierarchy | C34442 | Caustic/Chemical Burns | 2549 |  | Burn, Caustic/Chemical¦Chemical/Caustic Burn |  | A burn caused by exposure to chemical substances. | C34441 | Burn(s) | 1757
FDA | C54450 | FDA Patient Problem Code Hierarchy | C26715 | Cellulitis | 1768 |  |  |  | Inflammation of the dermis and subcutaneous tissues caused by a bacterial infection. Symptoms include erythema, edema, and pain to the affected area. | C2890 | Infection, Bacterial | 1735
FDA | C54450 | FDA Patient Problem Code Hierarchy | C50484 | Cephalohematoma | 2599 |  |  | A subperiosteal hemorrhage limited to the surface of one cranial bone, a usually benign condition seen in the newborn as a result of bone trauma. | A subperiosteal hemorrhage limited to the surface of one cranial bone, a usually benign condition seen in the newborn as a result of bone trauma. | C54450 | FDA Patient Problem Code Hierarchy
FDA | C54450 | FDA Patient Problem Code Hierarchy | C50803 | Cerebral Ventriculomeglia | 2133 |  | Ventriculomeglia |  | Abnormal enlargement of the cerebral ventricles. | C50448 | Ventricle, Abnormality Of | 2078
FDA | C54450 | FDA Patient Problem Code Hierarchy | C50487 | Cerebrospinal Fluid Leakage | 1772 |  | Fluid, Leakage Of Cerebrospinal¦Leakage Of Cerebrospinal Fluid |  | The loss of cerebrospinal fluid into the surrounding tissues. | C54450 | FDA Patient Problem Code Hierarchy
FDA | C54450 | FDA Patient Problem Code Hierarchy | C3390 | Cerebrovascular Accident | 1770 |  | CVA, Cerebrovascular Accident¦Cerebrovascular Accident, (CVA)¦Stroke¦Stroke Syndrome¦Syndrome, Stroke |  | A sudden loss of neurological function secondary to hemorrhage or ischemia in the brain parenchyma due to a vascular event. | C54450 | FDA Patient Problem Code Hierarchy
FDA | C54450 | FDA Patient Problem Code Hierarchy | C50488 | Cervical Changes | 1773 |  | Cervical Change¦Changes, Cervical | Changes such as abnormal, pathological, benign, malignant, etc. | An alteration in the cervix. | C54450 | FDA Patient Problem Code Hierarchy
FDA | C54450 | FDA Patient Problem Code Hierarchy | C36290 | Chemical Exposure | 2570 |  | Exposure, Chemical |  | Contact with a chemical substance through touch, inhalation, or ingestion. | C54450 | FDA Patient Problem Code Hierarchy
FDA | C54450 | FDA Patient Problem Code Hierarchy | C50490 | Chemosis | 1775 |  |  | Excessive edema of the ocular conjunctiva. | Edema of the mucous membrane of the eyeball and eyelid lining. | C3002 | Edema | 1820
FDA | C54450 | FDA Patient Problem Code Hierarchy | C38665 | Chest Pain | 1776 |  | Pain In Chest |  | Pain in the chest. | C3303 | Pain | 1994
FDA | C54450 | FDA Patient Problem Code Hierarchy | C50491 | Chest Tightness/Pressure | 2463 |  | Pressure/Tightness In Chest¦Tightness/Pressure In Chest |  |  | C54450 | FDA Patient Problem Code Hierarchy
FDA | C54450 | FDA Patient Problem Code Hierarchy | C35143 | Chills | 2191 |  |  |  | Shivering or moderate tremors of the body often accompanied by a cold sensation. | C54450 | FDA Patient Problem Code Hierarchy
FDA | C54450 | FDA Patient Problem Code Hierarchy | C50494 | Choking | 2464 |  |  |  | Interference with respiration by compression or obstruction of the larynx or trachea. | C3671 | Injury | 2348
FDA | C54450 | FDA Patient Problem Code Hierarchy | C26720 | Chorioamnionitis | 1777 |  |  |  | A morphologic finding indicating inflammation of the fetal sac membranes. It is characterized by neutrophilic infiltration of the amnion and chorion. | C54450 | FDA Patient Problem Code Hierarchy
FDA | C54450 | FDA Patient Problem Code Hierarchy | C3199 | Chronic Obstructive Pulmonary Disease, (COPD) | 2237 |  | COPD, Chronic Obstructive Pulmonary Disease¦Disease (COPD), Chronic Obstructive¦Obstructive Pulmonary Disease (COPD), Chronic¦Pulmonary Disease (COPD), Chronic Obstructive |  | A chronic and progressive lung disorder characterized by the loss of elasticity of the bronchial tree and the air sacs, destruction of the air sacs wall, thickening of the bronchial wall, and mucous accumulation in the bronchial tree. The pathologic changes result in the disruption of the air flow in the bronchial airways. Signs and symptoms include shortness of breath, wheezing, productive cough, and chest tightness. The two main types of chronic obstructive pulmonary disease are chronic obstructive bronchitis and emphysema. | C54450 | FDA Patient Problem Code Hierarchy
FDA | C54450 | FDA Patient Problem Code Hierarchy | C50495 | Claudication | 2550 |  |  | Limping or lameness. | Pain, cramping, and fatigue of the lower extremities upon ambulation due to ischemia. | C54450 | FDA Patient Problem Code Hierarchy
FDA | C54450 | FDA Patient Problem Code Hierarchy | C50834 | Closed Capsulotomy | 2626 |  |  |  | A procedure used to treat capsular contraction that uses physical manipulation of the breast to manually rupture scar tissue and release pressure on an implant. | C54450 | FDA Patient Problem Code Hierarchy
FDA | C54450 | FDA Patient Problem Code Hierarchy | C34455 | Clouding, Central Corneal | 2228 |  | Central Corneal Clouding¦Corneal Clouding, Central | Diffuse edema of the central region of the cornea, usually associated with the wearing of hard contact lenses, but may also occur in keratoconus. | Clouding of the middle area of the cornea, usually as a result of scarring due to Infection, injury, or inflammation. | C54450 | FDA Patient Problem Code Hierarchy
FDA | C54450 | FDA Patient Problem Code Hierarchy | C2902 | Coagulopathy | 1779 |  |  |  | A condition in which there is a deviation from or interruption of the normal coagulation properties of the blood. | C54450 | FDA Patient Problem Code Hierarchy
FDA | C54450 | FDA Patient Problem Code Hierarchy | C50457 | Cognitive Changes | 2551 |  | Changes, Cognitive | Pertaining to or characterized by cognition. That operation of the mind which we become aware of objects of thought or perception; it includes all aspects of perceiving, thinking, or remembering. | Pertaining to or characterized by cognition. That operation of the mind which we become aware of objects of thought or perception; it includes all aspects of perceiving, thinking, or remembering. | C54450 | FDA Patient Problem Code Hierarchy
FDA | C54450 | FDA Patient Problem Code Hierarchy | C50497 | Collapse | 2416 |  |  |  | Failure of a physiologic function or system. | C54450 | FDA Patient Problem Code Hierarchy
FDA | C54450 | FDA Patient Problem Code Hierarchy | C34497 | Coma | 2417 |  | Comatose |  | A state of profound unconsciousness associated with markedly depressed cerebral activity. Causes include central nervous system damage, intoxication, and metabolic abnormalities. | C54450 | FDA Patient Problem Code Hierarchy
FDA | C54450 | FDA Patient Problem Code Hierarchy | C50499 | Complaint, Ill-Defined | 2331 |  | Ill-Defined Complaint |  |  | C54450 | FDA Patient Problem Code Hierarchy
FDA | C54450 | FDA Patient Problem Code Hierarchy | C50501 | Complete Heart Block | 2627 |  |  |  | A disorder characterized by an electrocardiographic finding of complete failure of atrial electrical impulse conduction to the ventricles. This is manifested on the ECG by disassociation of atrial and ventricular rhythms. The atrial rate must be faster than the ventricular rate. (CDISC) | C54450 | FDA Patient Problem Code Hierarchy
FDA | C54450 | FDA Patient Problem Code Hierarchy | C50502 | Concussion | 2192 |  |  | A violent jar or shock, or the condition which results from such an injury. | A violent jar or shock, or the condition which results from such an injury. | C3671 | Injury | 2348
FDA | C54450 | FDA Patient Problem Code Hierarchy | C37928 | Confusion/Disorientation | 2553 |  | Disorientation/Confusion |  | A mental state characterized by a lack of clear and orderly thought and behavior. | C54450 | FDA Patient Problem Code Hierarchy
FDA | C54450 | FDA Patient Problem Code Hierarchy | C2849 | Congenital Defect/Deformity | 1782 |  | Defect/Deformity, Congenital¦Deformity/Defect, Congenital |  | Any abnormality, anatomical or biochemical, evident at birth or during the neonatal period. | C54450 | FDA Patient Problem Code Hierarchy
FDA | C54450 | FDA Patient Problem Code Hierarchy | C3080 | Congestive Heart Failure | 1783 |  | Failure, Congestive Heart¦Heart Failure, Congestive |  | Failure of the heart to pump a sufficient amount of blood to meet the needs of the body tissues, resulting in tissue congestion and edema. Signs and symptoms include shortness of breath, pitting edema, enlarged tender liver, engorged neck veins, and pulmonary rales. | C54450 | FDA Patient Problem Code Hierarchy
FDA | C54450 | FDA Patient Problem Code Hierarchy | C34504 | Conjunctivitis | 1784 |  |  |  | Inflammation of the conjunctiva of the eye. | C54450 | FDA Patient Problem Code Hierarchy
FDA | C54450 | FDA Patient Problem Code Hierarchy | C26729 | Connective Tissue Disease | 1786 |  | Disease, Connective Tissue¦Tissue Disease, Connective |  | A non-neoplastic or neoplastic disorder that affects the connective tissue. | C54450 | FDA Patient Problem Code Hierarchy
FDA | C54450 | FDA Patient Problem Code Hierarchy | C37930 | Constipation | 3274 |  |  |  | Irregular and infrequent or difficult evacuation of the bowels. | C54450 | FDA Patient Problem Code Hierarchy
FDA | C54450 | FDA Patient Problem Code Hierarchy | C50441 | Contusion | 1787 |  |  | A bruise; an injury of a part without a break in the skin. | A bruise due to trauma. | C3671 | Injury | 2348
FDA | C54450 | FDA Patient Problem Code Hierarchy | C50496 | Convulsion, Clonic | 2222 |  | Clonic Convulsion | A convulsion marked by alternating contracting and relaxing of the muscles. | A convulsion marked by alternating contracting and relaxing of the muscles. | C54450 | FDA Patient Problem Code Hierarchy
FDA | C54450 | FDA Patient Problem Code Hierarchy | C50776 | Convulsion, Tonic | 2223 |  | Tonic Convulsion | Prolonged contraction of the muscles, as the result of an epileptic discharge. | Prolonged contraction of the muscles, as the result of an epileptic discharge. | C54450 | FDA Patient Problem Code Hierarchy
FDA | C54450 | FDA Patient Problem Code Hierarchy | C50692 | Cornea, Perforation Of | 1792 |  | Perforation Of Cornea |  | A rupture in the corneal tissue due to traumatic or pathologic processes | C54450 | FDA Patient Problem Code Hierarchy
FDA | C54450 | FDA Patient Problem Code Hierarchy | C26730 | Corneal Abrasion | 1789 |  |  |  | Injury to the epithelium of the cornea. | C54450 | FDA Patient Problem Code Hierarchy
FDA | C54450 | FDA Patient Problem Code Hierarchy | C50507 | Corneal Decompensation | 1790 |  | Decompensation, Corneal | Inability to maintain corneal integrity; or corneal edema resulting from failure of the corneal endothelium to maintain detumescence. | Endothelial decompensation that is manifested by opacity of the cornea. The condition often occurs as a nonspecific response to mechanical injury from incidental corneal contact by intraocular instruments during surgery; chemical injury from the improper use of intraocular drugs, drugs containing preservatives, or from residues from inadequate rinsing of detergents or other residues from surgical instruments. The most common causes of corneal endothelial decompensation in the adult population are cataract removal/IOL-related endothelial loss and Fuchs dystrophy. When severe, corneal endothelial decompensation requires corneal transplantation. | C54450 | FDA Patient Problem Code Hierarchy
FDA | C54450 | FDA Patient Problem Code Hierarchy | C50508 | Corneal Edema | 1791 |  | Edema, Corneal | Hazy, swollen cornea. | Hazy, swollen cornea. | C3002 | Edema | 1820
FDA | C54450 | FDA Patient Problem Code Hierarchy | C50509 | Corneal Haze | 1878 |  |  |  | Opacity within the cornea. | C54450 | FDA Patient Problem Code Hierarchy
FDA | C54450 | FDA Patient Problem Code Hierarchy | C50510 | Corneal Infiltrates | 2231 |  | Infiltrates, Corneal | Discrete, small lesions present in the cornea as a result of corneal inflammation and, in some cases, after soft contact lens wear especially extended-wear lenses. | Discrete, small lesions present in the cornea as a result of corneal inflammation and, in some cases, after soft contact lens wear especially extended-wear lenses. | C54450 | FDA Patient Problem Code Hierarchy
FDA | C54450 | FDA Patient Problem Code Hierarchy | C50511 | Corneal Scar | 1793 |  | Scar, Corneal |  | Replacement of corneal tissue with scar tissue as a result of injury to the deeper layers of the cornea. | C34483 | Scarring | 2061
FDA | C54450 | FDA Patient Problem Code Hierarchy | C50513 | Corneal Touch | 1794 |  | Touch, Corneal | Complications of intraocular lens surgery; usually refers to intraocular lens contact with cornea, can be intermittent or chronic. | Complications of intraocular lens surgery; usually refers to intraocular lens contact with cornea, can be intermittent or chronic. | C54450 | FDA Patient Problem Code Hierarchy
FDA | C54450 | FDA Patient Problem Code Hierarchy | C50515 | Corneal Ulcer | 1796 |  | Ulcer, Corneal | Area of epithelial tissue loss from corneal surface; associated with inflammatory cells in the cornea and anterior chamber. | Area of epithelial tissue loss from corneal surface; associated with inflammatory cells in the cornea and anterior chamber. | C54450 | FDA Patient Problem Code Hierarchy
FDA | C54450 | FDA Patient Problem Code Hierarchy | C34827 | Cramp(s) | 2193 |  |  |  | A sustained, sudden and involuntary contraction of a muscle or group of muscles. | C54450 | FDA Patient Problem Code Hierarchy
FDA | C54450 | FDA Patient Problem Code Hierarchy | C50505 | Cross-Patient Exposure To Body Fluids | 1745 |  | Blood/Fluids, Contamination From¦Contamination From Blood/Fluids¦Fluids/Blood, Contamination From | The patient becomes contaminated from contact with blood/fluids on a device. | The patient becomes contaminated from contact with blood/fluids on a device. | C54450 | FDA Patient Problem Code Hierarchy
FDA | C54450 | FDA Patient Problem Code Hierarchy | C35375 | Crushing Injury | 1797 |  | Injury, Crushing |  | Traumatic compression of the body or a part of the body. | C3671 | Injury | 2348
FDA | C54450 | FDA Patient Problem Code Hierarchy | C50517 | Cusp Tear | 2656 |  |  |  | A split located on a leaflet of a heart valve that prevents its complete closing, which can result in valvular dysfunction. | C54450 | FDA Patient Problem Code Hierarchy
FDA | C54450 | FDA Patient Problem Code Hierarchy | C26737 | Cyanosis | 1798 |  |  |  | A bluish or purplish discoloration of the skin and mucous membranes resulting from a reduced concentration of oxygenated hemoglobin in the blood. | C54450 | FDA Patient Problem Code Hierarchy
FDA | C54450 | FDA Patient Problem Code Hierarchy | C50519 | Cyclitis | 1799 |  |  | Inflammation of the ciliary body. | Inflammation of the ciliary body. | C54450 | FDA Patient Problem Code Hierarchy
FDA | C54450 | FDA Patient Problem Code Hierarchy | C50520 | Cyst(s), Formation Of | 1800 |  | Formation Of Cyst(s) |  | A morphologic finding indicating the presence of cystic structures in a tissue sample. | C54450 | FDA Patient Problem Code Hierarchy
FDA | C54450 | FDA Patient Problem Code Hierarchy | C50521 | Cytomegaloviral Retinitis | 1957 |  | Retinitis, Cytomegaloviral |  | Inflammation of the retina due to cytomegalovirus. | C54450 | FDA Patient Problem Code Hierarchy
FDA | C54450 | FDA Patient Problem Code Hierarchy | C14196 | Cytomegalovirus (CMV) | 2220 |  | CMV, Cytomegalovirus |  | A genus of the family herpesviridae, subfamily betaherpesvirinae, infecting the salivary glands, liver, spleen, lungs, eyes, and other organs, in which they produce characteristically enlarged cells with intranuclear inclusions. | C54450 | FDA Patient Problem Code Hierarchy
FDA | C54450 | FDA Patient Problem Code Hierarchy | C27644 | Deafness | 1801 |  |  |  | An inherited or acquired condition characterized by the inability to hear in one or both ears. | C35731 | Hearing Loss | 1882
FDA | C54450 | FDA Patient Problem Code Hierarchy | C28554 | Death | 1802 |  | Expired/Death |  | The cessation of life. | C54450 | FDA Patient Problem Code Hierarchy
FDA | C54450 | FDA Patient Problem Code Hierarchy | C50620 | Death, Intrauterine Fetal | 1855 |  | Fetal Death, Intrauterine¦Intrauterine Fetal Death | Death in utero; failure of the product of conception to show evidence of respiration, heart beat, or definite movement of a voluntary muscle after expulsion from the uterus, with no possibility of resuscitation. | Death of a fetus after 10 weeks gestation. | C54450 | FDA Patient Problem Code Hierarchy
FDA | C54450 | FDA Patient Problem Code Hierarchy | C50472 | Debris, Bone Shedding | 1803 |  | Bone Shedding Debris¦Shedding Of Bone Debris | Shedding of accumulated bone fragments. | Shedding of accumulated bone fragments. | C54450 | FDA Patient Problem Code Hierarchy
FDA | C54450 | FDA Patient Problem Code Hierarchy | C50923 | Decreased Apgar | 1805 |  |  |  |  | C50416 | Apgar Score, Decreased Or Low | 1718
FDA | C54450 | FDA Patient Problem Code Hierarchy | C73504 | Decreased Sensitivity | 2683 |  |  |  |  | C25637 | Reaction | 2414
FDA | C54450 | FDA Patient Problem Code Hierarchy | C50527 | Dehiscence Of Organ | 2502 |  |  |  | A splitting open of an anatomical structure, zone, or organ with the exposure or discharge of its content. | C54450 | FDA Patient Problem Code Hierarchy
FDA | C54450 | FDA Patient Problem Code Hierarchy | C26740 | Dehydrated | 1807 |  |  |  | A condition resulting from the excessive loss of water from the body. It is usually caused by severe diarrhea, vomiting or diaphoresis. | C54450 | FDA Patient Problem Code Hierarchy
FDA | C54450 | FDA Patient Problem Code Hierarchy | C4786 | Dementia | 1808 |  |  |  | Loss of intellectual abilities interfering with an individual's social and occupational functions. Causes include Alzheimer's disease, brain injuries, brain tumors, and vascular disorders. | C54450 | FDA Patient Problem Code Hierarchy
FDA | C54450 | FDA Patient Problem Code Hierarchy | C50531 | Dementia, Dialysis | 2224 |  | Dialysis Dementia | A severe, often fatal encephalopathy which has been attributed to accumulation in the brain of aluminum from dialysate prepared with inadequately purified water. | A severe, often fatal encephalopathy which has been attributed to accumulation in the brain of aluminum from dialysate prepared with inadequately purified water. | C26920 | Encephalopathy | 1833
FDA | C54450 | FDA Patient Problem Code Hierarchy | C9442 | Deposits | 1809 |  |  |  | Accumulation of extraneous inorganic matter in tissues or cavities. | C54450 | FDA Patient Problem Code Hierarchy
FDA | C54450 | FDA Patient Problem Code Hierarchy | C2982 | Depression | 2361 |  |  |  | A melancholy feeling of sadness and despair. | C54450 | FDA Patient Problem Code Hierarchy
FDA | C54450 | FDA Patient Problem Code Hierarchy | C26744 | Dermatomyositis | 2253 |  |  |  | Inflammation of the skin and muscle. | C2889 | Autoimmune Disease | 1732
FDA | C54450 | FDA Patient Problem Code Hierarchy | C26874 | Detached Retina | 2047 |  | Retina, Detached |  | An eye emergency condition which may lead to blindness if left untreated. It is characterized by the separation of the inner retina layers from the underlying pigment epithelium. Causes include trauma, advanced diabetes mellitus, high myopia, and choroid tumors. Symptoms include sudden appearance of floaters, sudden light flushes, and blurred vision. | C54450 | FDA Patient Problem Code Hierarchy
FDA | C54450 | FDA Patient Problem Code Hierarchy | C62946 | Device Fragments In Patient | 3165 |  |  | Issue associated with the inability to retrieve device and/or device fragments during medical procedures. | Issue associated with the inability to retrieve device and/or device fragments during medical procedures. | C54450 | FDA Patient Problem Code Hierarchy
FDA | C54450 | FDA Patient Problem Code Hierarchy | C50530 | Diabetic Ketoacidosis | 2364 |  | Ketoacidosis, Diabetic | A type of metabolic acidosis produced by accumulation of ketone bodies resulting from uncontrolled diabetes mellitus. | The metabolic condition resulted from uncontrolled diabetes mellitus, in which the shift of acid-base status of the body toward the acid side because of loss of base or retention of acids other than carbonic acid is accompanied by the accumulation of ketone bodies in body tissues and fluids. | C54450 | FDA Patient Problem Code Hierarchy
FDA | C54450 | FDA Patient Problem Code Hierarchy | C50403 | Diaphoretic | 2452 |  |  | Pertaining to or characterized by, or promoting diaphoresis; an agent that produces diaphoresis. (Diaphoresis is the act of perspiration, especially profuse perspiration). | Pertaining to, characterized by, or promoting sweating, e.g. procedure or an agent that promotes sweating. | C54450 | FDA Patient Problem Code Hierarchy
FDA | C54450 | FDA Patient Problem Code Hierarchy | C2987 | Diarrhea | 1811 |  |  |  | Watery bowel movements. | C54450 | FDA Patient Problem Code Hierarchy
FDA | C54450 | FDA Patient Problem Code Hierarchy | C50492 | Difficulty Chewing | 2670 |  |  |  | Pain or discomfort with mastication, a symptom of underlying disease. Causes can include problems with the teeth, jaws or temporomandibular joint, mumps, cancer, or a neuromuscular disorder. | C54450 | FDA Patient Problem Code Hierarchy
FDA | C54450 | FDA Patient Problem Code Hierarchy | C21007 | Disability | 2371 |  |  |  | Any physical or mental impairment that interferes with an individual's ability to perform desired activities. | C54450 | FDA Patient Problem Code Hierarchy
FDA | C54450 | FDA Patient Problem Code Hierarchy | C50707 | Disc Impingement | 2655 |  |  |  |  | C54450 | FDA Patient Problem Code Hierarchy
FDA | C54450 | FDA Patient Problem Code Hierarchy | C50437 | Discharge | 2225 |  |  |  | The leakage of a substance from an orifice or wound. | C54450 | FDA Patient Problem Code Hierarchy
FDA | C54450 | FDA Patient Problem Code Hierarchy | C50535 | Discomfort | 2330 |  |  |  | A feeling of mental or physical uneasiness, pain, or distress. | C54450 | FDA Patient Problem Code Hierarchy
FDA | C54450 | FDA Patient Problem Code Hierarchy | C50536 | Disfigurement | 2360 |  |  |  | Permanent deformation of appearance. | C54450 | FDA Patient Problem Code Hierarchy
FDA | C54450 | FDA Patient Problem Code Hierarchy | C61409 | Dissection | 3160 |  |  |  |  | C54450 | FDA Patient Problem Code Hierarchy
FDA | C54450 | FDA Patient Problem Code Hierarchy | C2992 | Disseminated Intravascular Coagulation (DIC) | 1813 |  | Coagulation (DIC), Disseminated Intravascular¦DIC, Disseminated Intravascular Coagulation¦Disseminated Intravascular Coagulation¦Intravascular Coagulation (DIC), Disseminated | A disorder characterized by reduction in the elements involved in blood coagulation due to their utilization in widespread blood clotting within the vessels. | A pathological process where the blood starts to coagulate throughout the whole body. This depletes the body of its platelets and coagulation factors, and there is an increased risk of hemorrhage. | C2902 | Coagulopathy | 1779
FDA | C54450 | FDA Patient Problem Code Hierarchy | C50537 | Distention | 2601 |  |  |  | The condition of being stretched beyond normal dimensions. | C54450 | FDA Patient Problem Code Hierarchy
FDA | C54450 | FDA Patient Problem Code Hierarchy | C37942 | Distress | 2329 |  |  |  | A state of physiological or psychological stress that cannot be compensated for by normal adaptive measures. | C54450 | FDA Patient Problem Code Hierarchy
FDA | C54450 | FDA Patient Problem Code Hierarchy | C37943 | Dizziness | 2194 |  |  |  | A sensation of lightheadedness, unsteadiness, turning, spinning or rocking. | C54450 | FDA Patient Problem Code Hierarchy
FDA | C54450 | FDA Patient Problem Code Hierarchy | C34553 | Dry Eye(s) | 1814 |  | Eye(s), Dry |  | A syndrome characterized by dryness of the cornea and conjunctiva. It is usually caused by a deficiency in tear production. Symptoms include a feeling of burning eyes and a possible foreign body presence in the eye. | C54450 | FDA Patient Problem Code Hierarchy
FDA | C54450 | FDA Patient Problem Code Hierarchy | C50539 | Dyskinesia | 2363 |  |  | Difficulty moving; distortion or impairment of voluntary movement, as in tic, spasm, or myoclonus. | Abnormality or impairment of voluntary movement. | C54450 | FDA Patient Problem Code Hierarchy
FDA | C54450 | FDA Patient Problem Code Hierarchy | C2980 | Dysphagia | 1815 |  |  |  | A symptom referring to difficulty in swallowing. It may be observed in patients with stroke, motor neuron disorders, cancer of the throat or mouth, head and neck injuries, Parkinson disease, and multiple sclerosis. | C54450 | FDA Patient Problem Code Hierarchy
FDA | C54450 | FDA Patient Problem Code Hierarchy | C35546 | Dysphasia | 2195 |  |  |  | Impairment of verbal communication skills, often resulting from brain damage. | C54450 | FDA Patient Problem Code Hierarchy
FDA | C54450 | FDA Patient Problem Code Hierarchy | C2998 | Dyspnea | 1816 |  | Breathing Difficulties¦Difficulty Breathing |  | An uncomfortable sensation of difficulty breathing. It may present as an acute or chronic sign of an underlying respiratory or heart disorder. | C54450 | FDA Patient Problem Code Hierarchy
FDA | C54450 | FDA Patient Problem Code Hierarchy | C2999 | Dysuria | 2684 |  |  | Difficulty or pain in urination. | Pain or discomfort during urination. | C54450 | FDA Patient Problem Code Hierarchy
FDA | C54450 | FDA Patient Problem Code Hierarchy | C26758 | Ecchymosis | 1818 |  |  |  | A flat discoloration of the skin or a mucous membrane, larger in area than a petechia, caused by the extravasation of blood. | C26791 | Hemorrhage | 1888
FDA | C54450 | FDA Patient Problem Code Hierarchy | C3002 | Edema | 1820 |  |  |  | Accumulation of an excessive amount of fluid in cells or intercellular tissues. | C3399 | Swelling | 2091
FDA | C54450 | FDA Patient Problem Code Hierarchy | C35468 | Edema, Macular | 1822 |  | Macular Edema |  | Accumulation of intraretinal fluid and protein in the macula, which may result in swelling and decreased central vision. | C54450 | FDA Patient Problem Code Hierarchy
FDA | C54450 | FDA Patient Problem Code Hierarchy | C50901 | Edema, Microcystic | 1823 |  | Microcytic Edema |  | Corneal edema of inflammatory origin associated with contact lens wear and morphologically characterized by presence of epithelial microcysts. Microcysts are small (typically 10-50 microns in diameter), clear, irregularly shaped high refractive inclusions that form in the basal layers of the epithelium and move towards the anterior surface of the cornea, surrounding epithelial haze. The cause of microcytic edema is related to the physical presence of contact lenses and possibly a mechanical effect of lens wear. | C50508 | Corneal Edema | 1791
FDA | C54450 | FDA Patient Problem Code Hierarchy | C50859 | Edema, Stromal | 1824 |  | Stromal Edema | Fluid from the aqueous humor enters the corneal stroma and causes swelling. | Fluid from the aqueous humor enters the corneal stroma and causes swelling. | C50508 | Corneal Edema | 1791
FDA | C54450 | FDA Patient Problem Code Hierarchy | C50543 | EKG/ECG Changes | 1817 |  | Changes In EKG/ECG¦ECG/EKG Changes | Changes in cardiac electrical activity. | An electrocardiographic finding of a change in cardiac electrical activity. | C54450 | FDA Patient Problem Code Hierarchy
FDA | C54450 | FDA Patient Problem Code Hierarchy | C50541 | Electric Shock | 2554 |  | Electrical Shock¦Shock, Electric¦Shock, Electrical |  | A brief, unintentional exposure to an electric current, which may result in local tissue damage due to thermal injury or in a cardiac dysrhythmia. | C54450 | FDA Patient Problem Code Hierarchy
FDA | C54450 | FDA Patient Problem Code Hierarchy | C50544 | Electrocution | 1827 |  |  | The passage of electrical current through the body. | The passage of electrical current through the body. | C54450 | FDA Patient Problem Code Hierarchy
FDA | C54450 | FDA Patient Problem Code Hierarchy | C50545 | Electrolyte Imbalance | 2196 |  | Imbalance, Electrolyte | Higher or lower than normal values for the serum electrolytes; usually affecting NA, K, CHL, CO2, glucose, bun. | Higher or lower than normal values for the serum electrolytes; usually affecting NA, K, CHL, CO2, glucose, bun. | C54450 | FDA Patient Problem Code Hierarchy
FDA | C54450 | FDA Patient Problem Code Hierarchy | C50542 | Electro-Mechanical Dissociation | 1826 |  | Dissociation, Electro-Mechanical | Continued electrical rhythmicity of the heart in the absence of effective mechanical function. | An electrocardiographic finding of the presence of cardiac electrical rhythm without a proper response of the myocardial tissue and mechanical cardiac output. | C54450 | FDA Patient Problem Code Hierarchy
FDA | C54450 | FDA Patient Problem Code Hierarchy | C26759 | Embolism | 1829 |  |  |  | The blockage of a blood vessel lumen by air or solid material such as blood clot or other tissues (e.g., adipose tissue, cancer cells) that have migrated from another anatomic site. | C54450 | FDA Patient Problem Code Hierarchy
FDA | C54450 | FDA Patient Problem Code Hierarchy | C50547 | Embolus | 1830 |  |  | A mass of clotted blood or other formed elements, such as bubbles of air, calcium fragments, etc. brought by the blood from another vessel and forced into a smaller one, thus obstructing the circulation. | A mass of clotted blood or other formed elements, such as bubbles of air, calcium fragments, etc. brought by the blood from another vessel and forced into a smaller one, thus obstructing the circulation. | C54450 | FDA Patient Problem Code Hierarchy
FDA | C54450 | FDA Patient Problem Code Hierarchy | C50489 | Emotional Changes | 1831 |  | Changes, Emotional |  |  | C54450 | FDA Patient Problem Code Hierarchy
FDA | C54450 | FDA Patient Problem Code Hierarchy | C3348 | Emphysema, Pulmonary | 1832 |  | Pulmonary Emphysema | A condition of the lung characterized by increase beyond normal in the size of air spaces distal to the terminal bronchioles, either from dilatation of the alveoli or from destruction of their walls. | A subcategory of chronic obstructive pulmonary disease (COPD). It occurs in people who smoke and suffer from chronic bronchitis. It is characterized by inflation of the alveoli, alveolar wall damage, and reduction in the number of alveoli, resulting in difficulty breathing. | C3199 | Chronic Obstructive Pulmonary Disease, (COPD) | 2237
FDA | C54450 | FDA Patient Problem Code Hierarchy | C26760 | Encephalitis | 2429 |  |  |  | An inflammatory process affecting the brain parenchyma. Causes include viral infections and less frequently bacterial infections, toxins, and immune-mediated processes. | C54450 | FDA Patient Problem Code Hierarchy
FDA | C54450 | FDA Patient Problem Code Hierarchy | C26920 | Encephalopathy | 1833 |  |  |  | A functional and/or structural disorder of the brain caused by diseases (e.g. liver disease, kidney disease), medications, chemicals, and injuries. | C54450 | FDA Patient Problem Code Hierarchy
FDA | C54450 | FDA Patient Problem Code Hierarchy | C34582 | Endocarditis | 1834 |  |  |  | Inflammation of the endocardium. | C54450 | FDA Patient Problem Code Hierarchy
FDA | C54450 | FDA Patient Problem Code Hierarchy | C34586 | Endophthalmitis | 1835 |  |  |  | An infectious process affecting the internal structures of the eye. | C54450 | FDA Patient Problem Code Hierarchy
FDA | C54450 | FDA Patient Problem Code Hierarchy | C50480 | Enzyme Elevation, Cardiac | 1838 |  | Cardiac Enzyme Elevation¦Elevation Of Cardiac Enzymes |  |  | C54450 | FDA Patient Problem Code Hierarchy
FDA | C54450 | FDA Patient Problem Code Hierarchy | C50443 | Erosion | 1750 |  |  | An eating away or breakdown of any type of external or internal human tissue including but not limited to skin, teeth, mucosa, or somatic, which involves only the outer tissue layer. When tissue surrounds an implanted device, the tissue breakdown may result in migration and loss of the implant material and may result in further complications such as infection or abscess. | An eating away or breakdown of any type of external or internal human tissue including but not limited to skin, teeth, mucosa, or somatic, which involves only the outer tissue layer. When tissue surrounds an implanted device, the tissue breakdown may result in migration and loss of the implant material and may result in further complications such as infection or abscess. | C61375 | Tissue Breakdown | 2681
FDA | C54450 | FDA Patient Problem Code Hierarchy | C50550 | Eructate | 1839 |  |  | To belch, the casting of upwind from the stomach. | To belch, the casting of upwind from the stomach. | C54450 | FDA Patient Problem Code Hierarchy
FDA | C54450 | FDA Patient Problem Code Hierarchy | C26901 | Erythema | 1840 |  |  |  | Red discoloration of the skin caused by infectious agents, inflammation, drug hypersensitivity, or underlying disease. | C3327 | Skin Discoloration | 2074
FDA | C54450 | FDA Patient Problem Code Hierarchy | C50841 | Esophagus, Laceration(s) Of | 2398 |  | Laceration(s) Of Esophagus |  | A torn, ragged, mangled wound, or an accidental cut of esophagus. | C54450 | FDA Patient Problem Code Hierarchy
FDA | C54450 | FDA Patient Problem Code Hierarchy | C50693 | Esophagus, Perforation Of | 2399 |  | Perforation Of Esophagus |  | The presence of a hole or other type of opening in the esophageal wall through which the contents of the esophagus can pass into the mediastinum. The most common cause of esophageal perforation is injury during a medical procedure such as esophagoscopy or placement of a naso-gastric tube; and pathologic process such as neoplasm or gastric reflux with ulceration. Less common causes include injuries from penetrating or blunt trauma or injury to the esophagus during an operation on another organ, mechanical problem such as violent retching or vomiting; ingestion of a foreign body or caustic agents. The condition often results in infection of the mediastinum and mediastinitis. | C54450 | FDA Patient Problem Code Hierarchy
FDA | C54450 | FDA Patient Problem Code Hierarchy | C50553 | Exit Block | 2628 |  |  |  | An electrocardiographic finding in which impaired conduction or automaticity within the sinus node results in the failure of impulse transmission from the sinoatrial node. This is manifested as dropped P waves during sinus rhythm. (CDISC) | C54450 | FDA Patient Problem Code Hierarchy
FDA | C54450 | FDA Patient Problem Code Hierarchy | C50856 | Exsanguination | 1841 |  |  | Extensive loss of blood due to internal or external hemorrhage. | Extensive loss of blood due to internal or external hemorrhage. | C50470 | Blood Loss | 2597
FDA | C54450 | FDA Patient Problem Code Hierarchy | C48198 | Extravasation | 1842 |  |  | A discharge or escape, as of blood, from a vessel into the tissues. | The leakage of body fluid or cells from the vascular system to the surrounding tissues. This process occurs either by force or as a result of a pathologic reaction (e.g., inflammation). This process may sometimes allow cancer cells to migrate from capillaries to adjacent tissues, initiating micro-metastases. | C54450 | FDA Patient Problem Code Hierarchy
FDA | C54450 | FDA Patient Problem Code Hierarchy | C50556 | Extreme Exhaustion | 1843 |  | Exhaustion, Extreme | Extreme fatigue; inability to respond to stimuli. | Extreme fatigue; inability to respond to stimuli. | C3036 | Fatigue | 1849
FDA | C54450 | FDA Patient Problem Code Hierarchy | C50819 | Extubate | 2402 |  |  |  | The removal of a previously inserted tube from a hollow organ or passageway, often from the airway. | C54450 | FDA Patient Problem Code Hierarchy
FDA | C54450 | FDA Patient Problem Code Hierarchy | C34602 | Eye Injury | 1845 |  | Injury, Eye |  | Damage to the eye. | C54450 | FDA Patient Problem Code Hierarchy
FDA | C54450 | FDA Patient Problem Code Hierarchy | C26769 | Facial Nerve Paralysis | 1846 |  | Nerve Paralysis, Facial¦Paralysis Of Facial Nerve |  | Partial or complete paralysis of the facial muscles of one side of a person's face. It is caused by damage to the seventh cranial nerve. It is usually temporary but it may recur. | C54450 | FDA Patient Problem Code Hierarchy
FDA | C54450 | FDA Patient Problem Code Hierarchy | C50857 | Fainting | 1847 |  |  | Extremely weak; threatened with syncope. | Extremely weak; threatened with syncope. | C50635 | Loss Of Consciousness | 2418
FDA | C54450 | FDA Patient Problem Code Hierarchy | C50558 | Fall | 1848 |  |  |  | A sudden movement downward, usually resulting in injury. | C54450 | FDA Patient Problem Code Hierarchy
FDA | C54450 | FDA Patient Problem Code Hierarchy | C50559 | Fasciitis | 2375 |  |  | Inflammation of fascia. | Inflammation process in fascia. | C54450 | FDA Patient Problem Code Hierarchy
FDA | C54450 | FDA Patient Problem Code Hierarchy | C3036 | Fatigue | 1849 |  |  |  | Overall tiredness and lack of energy. | C54450 | FDA Patient Problem Code Hierarchy
FDA | C54450 | FDA Patient Problem Code Hierarchy | C50560 | Feeding Problems | 1850 |  | Problems, Feeding |  |  | C54450 | FDA Patient Problem Code Hierarchy
FDA | C54450 | FDA Patient Problem Code Hierarchy | C50563 | Fetal Distress | 1856 |  | Distress, Fetal |  | Signs or symptoms which may be indicative of distress to a fetus, which may include repetitive variable decelerations, fetal tachycardia or bradycardia, late decelerations, or low biophysical profile. | C54450 | FDA Patient Problem Code Hierarchy
FDA | C54450 | FDA Patient Problem Code Hierarchy | C3038 | Fever | 1858 |  |  |  | Elevation of body temperature above normal due to inflammatory or immune responses. | C54450 | FDA Patient Problem Code Hierarchy
FDA | C54450 | FDA Patient Problem Code Hierarchy | C50566 | Fibromyositis | 1860 |  |  | Inflammation and fibrous degeneration of a muscle. | Inflammation and fibrous degeneration of a muscle. | C54450 | FDA Patient Problem Code Hierarchy
FDA | C54450 | FDA Patient Problem Code Hierarchy | C3044 | Fibrosis | 3167 |  |  | The formation of fibrous tissue; fibroid or fibrous degeneration. | The formation of fibrous tissue. | C54450 | FDA Patient Problem Code Hierarchy
FDA | C54450 | FDA Patient Problem Code Hierarchy | C50532 | First Use Syndrome | 2239 |  | Syndrome, First Use | A symptom complex characterized by nervousness, chest pain, back pain, palpations, pruritus, and other usually mild symptoms occurring minutes following the initiation of dialysis with a new dialyzer. | A symptom complex characterized by nervousness, chest pain, back pain, palpations, pruritus, and other usually mild symptoms occurring minutes following the initiation of dialysis with a new dialyzer. | C54450 | FDA Patient Problem Code Hierarchy
FDA | C54450 | FDA Patient Problem Code Hierarchy | C76130 | First-Degree Burn | 2685 |  |  | A burn that only affects the outer layer of skin causing pain, redness, and swelling. | A painful injury to the epidermis due to chemical, friction, radiation or thermal exposure. The affected area appears red and blanches when touched. | C34441 | Burn(s) | 1757
FDA | C54450 | FDA Patient Problem Code Hierarchy | C3045 | Fistula | 1862 |  |  |  | Abnormal epithelial-lined communication between two anatomical structures. | C54450 | FDA Patient Problem Code Hierarchy
FDA | C54450 | FDA Patient Problem Code Hierarchy | C50568 | Flashers | 1864 |  |  | A sudden or brief burst of light. | The perception of sudden or brief bursts (flashes) of light. | C54450 | FDA Patient Problem Code Hierarchy
FDA | C54450 | FDA Patient Problem Code Hierarchy | C50569 | Flatus | 1865 |  |  | Gas or air in the gastrointestinal tract. | Gas or air in the gastrointestinal tract. | C54450 | FDA Patient Problem Code Hierarchy
FDA | C54450 | FDA Patient Problem Code Hierarchy | C34548 | Fluid Discharge | 2686 |  |  |  | The pouring forth of a fluid. | C54450 | FDA Patient Problem Code Hierarchy
FDA | C54450 | FDA Patient Problem Code Hierarchy | C50524 | Forced Expiratory Volume, Decreased | 2430 |  | Decreased Forced Expiratory Volume (FEV)¦FEV (Forced Expiratory Volume), Decreased¦FEV Decreased¦Forced Expiratory Volume (FEV), Decreased¦Volume (FEV), Decreased Forced Expiratory | A decrease in the fraction of the forced vital capacity that is exhaled in a specific number of seconds. | A decrease in the fraction of the forced vital capacity that is exhaled in a specific number of seconds. | C54450 | FDA Patient Problem Code Hierarchy
FDA | C54450 | FDA Patient Problem Code Hierarchy | C50609 | Forced Expiratory Volume, Increased | 2431 |  | FEV Increased¦FEV, (Forced Expiratory Volume), Increased¦Forced Expiratory Volume (FEV), Increased¦Increased Forced Expiratory Volume (FEV)¦Volume (FEV), Increased Forced Expiratory | An increase in the fraction of the forced vital capacity that is exhaled in a specific number of seconds. | An increase in the fraction of the forced vital capacity that is exhaled in a specific number of seconds. | C54450 | FDA Patient Problem Code Hierarchy
FDA | C54450 | FDA Patient Problem Code Hierarchy | C34620 | Foreign Body In Patient | 2687 |  |  | An occurrence where any object originating inside or outside the body is not in it's physiological or intended location. For example, a tooth or bone fragment being swallowed; or device's components or fragments being found in the body away from where they were implanted. | Extraneous material within the body. | C54450 | FDA Patient Problem Code Hierarchy
FDA | C54450 | FDA Patient Problem Code Hierarchy | C50444 | Foreign Body Reaction | 1868 |  | Reaction, Foreign Body | A granulomatous inflammatory reaction evoked by the presence of an exogenous material in the tissues, a characteristic feature of which is the formation of foreign body giant cells. | A granulomatous inflammatory reaction evoked by the presence of an exogenous material in the tissues, a characteristic feature of which is the formation of foreign body giant cells. | C54450 | FDA Patient Problem Code Hierarchy
FDA | C54450 | FDA Patient Problem Code Hierarchy | C50572 | Foreign Body Sensation | 1869 |  | Sensation, Foreign Body | Feeling of grittiness or having something in the eye; frequently caused by a foreign body. Other possible causes include corneal abrasion, corneal ulcer, inturned eye lash or acute conjunctivitis. | Feeling of grittiness or having something in the eye; frequently caused by a foreign body. Other possible causes include corneal abrasion, corneal ulcer, inturned eye lash or acute conjunctivitis. | C54450 | FDA Patient Problem Code Hierarchy
FDA | C54450 | FDA Patient Problem Code Hierarchy | C3046 | Fracture(s) | 1870 |  |  |  | A traumatic injury to the bone in which the continuity of the bone is broken. | C54450 | FDA Patient Problem Code Hierarchy
FDA | C54450 | FDA Patient Problem Code Hierarchy | C27783 | Fracture, Arm | 2351 |  |  |  | A traumatic break in one or more of the bones in the arm or forearm. | C3046 | Fracture(s) | 1870
FDA | C54450 | FDA Patient Problem Code Hierarchy | C50529 | Fracture, Delayed Union | 2369 |  | Delayed Union Fracture¦Union Fracture, Delayed |  | A bone fracture that is taking an abnormally long time to heal. | C3046 | Fracture(s) | 1870
FDA | C54450 | FDA Patient Problem Code Hierarchy | C26794 | Fracture, Hip | 2349 |  | Hip Fracture |  | Traumatic or pathological injury to the hip in which the continuity of either the femoral head, femoral neck, intertrochanteric or subtrochanteric regions is broken. Symptoms include pain in the hip or groin, bruising and swelling in and around the hip area. The injured hip is turned outward and the leg appears shorter on that side. | C3046 | Fracture(s) | 1870
FDA | C54450 | FDA Patient Problem Code Hierarchy | C50745 | Fracture, Skull | 2077 |  | Skull Fracture |  | A traumatic or pathologic injury to the bones of the skull in which the continuity of the bones of the skull is broken. | C3046 | Fracture(s) | 1870
FDA | C54450 | FDA Patient Problem Code Hierarchy | C50777 | Fracture, Tooth | 2428 |  | Tooth Fracture |  | Broken tooth affecting any portion of tooth: root fracture, crown-root, broken tooth (crown fracture), chipped tooth. A crown fracture can involve the pulp. Tooth fracture sequelae range in severity from cosmetic defects to tooth death. Involvement of the pulp is a more important indicator of severity of tooth fracture than is the amount of the tooth affected. | C3046 | Fracture(s) | 1870
FDA | C54450 | FDA Patient Problem Code Hierarchy | C14209 | Fungus | 1872 |  |  |  | A kingdom of eukaryotic, heterotrophic organisms that live as saprobes or parasites, including mushrooms, yeasts, smuts, molds, etc. They reproduce either sexually or asexually, and have life cycles that range from simple to complex. Filamentous fungi refer to those that grow as multicellular colonies (mushrooms and molds). | C54450 | FDA Patient Problem Code Hierarchy
FDA | C54450 | FDA Patient Problem Code Hierarchy | C50573 | Gangrene | 1873 |  |  | Death of tissue, usually in considerable mass and generally associated with loss of vascular (nutritive) supply and followed by bacterial invasion and putrefaction. | Death of tissue, usually in considerable mass and generally associated with loss of vascular (nutritive) supply and followed by bacterial invasion and putrefaction. | C54450 | FDA Patient Problem Code Hierarchy
FDA | C54450 | FDA Patient Problem Code Hierarchy | C26780 | Gastritis | 1874 |  |  |  | Inflammation of the stomach. | C54450 | FDA Patient Problem Code Hierarchy
FDA | C54450 | FDA Patient Problem Code Hierarchy | C26782 | Glaucoma | 1875 |  |  |  | Increased pressure in the eyeball due to obstruction of the outflow of aqueous humor. | C54450 | FDA Patient Problem Code Hierarchy
FDA | C54450 | FDA Patient Problem Code Hierarchy | C3064 | Granuloma | 1876 |  |  |  | An inflammatory reaction usually caused by infectious organisms, foreign bodies, or cholesterol deposits. It is characterized by the presence of epithelioid histiocytes and chronic inflammation. | C54450 | FDA Patient Problem Code Hierarchy
FDA | C54450 | FDA Patient Problem Code Hierarchy | C52352 | Great Vessel Perforation | 2152 |  | Perforation, Great Vessel |  |  | C50804 | Vessels, Perforation Of | 2135
FDA | C54450 | FDA Patient Problem Code Hierarchy | C50575 | Hair Loss | 1877 |  | Loss Of Hair |  | Hair loss usually from the scalp. It may result in bald spots or spread to the entire scalp or the entire epidermis. It may be androgenetic or caused by chemotherapeutic agents, compulsive hair pulling, autoimmune disorders or congenital conditions. | C54450 | FDA Patient Problem Code Hierarchy
FDA | C54450 | FDA Patient Problem Code Hierarchy | C50806 | Halo | 2227 |  |  | Hazy ring around bright lights seen by some patients with refractive error or optical defects, e.g. cataracts, or corneal swelling. | Hazy ring around bright lights seen by some patients with refractive error or optical defects, e.g. cataracts, or corneal swelling. | C27123 | Blurred Vision | 2137
FDA | C54450 | FDA Patient Problem Code Hierarchy | C34660 | Head Injury | 1879 |  | Injury, Head |  | A traumatic injury to the head. | C54450 | FDA Patient Problem Code Hierarchy
FDA | C54450 | FDA Patient Problem Code Hierarchy | C34661 | Headache | 1880 |  |  |  | Pain in various parts of the head, not confined to the area of distribution of any nerve. | C54450 | FDA Patient Problem Code Hierarchy
FDA | C54450 | FDA Patient Problem Code Hierarchy | C50643 | Headache, Lumbar Puncture | 2186 |  | Headache, Post Spinal¦Lumbar Puncture Headache¦Post Spinal Headache | Headache in erect position, after lumbar puncture; due to lowering of intracranial pressure by leakage of cerebrospinal fluid through the needle tract. | Headache in erect position, after lumbar puncture; due to lowering of intracranial pressure by leakage of cerebrospinal fluid through the needle tract. | C54450 | FDA Patient Problem Code Hierarchy
FDA | C54450 | FDA Patient Problem Code Hierarchy | C50601 | Healing, Impaired | 2378 |  | Impaired Healing |  | Improper body tissue repair due to factors affecting one or more of the phases of wound healing, including hemostasis, inflammation, proliferation, and remodeling. | C54450 | FDA Patient Problem Code Hierarchy
FDA | C54450 | FDA Patient Problem Code Hierarchy | C50576 | Hearing Impairment | 1881 |  | Impairment, Hearing |  | Partial or complete loss of the ability to detect or understand sounds resulting from damage to the outer, middle, or inner ear structures. Causes include exposure to loud noise, ear infections, injuries to the ear, genetic, and congenital disorders. | C54450 | FDA Patient Problem Code Hierarchy
FDA | C54450 | FDA Patient Problem Code Hierarchy | C35731 | Hearing Loss | 1882 |  | Loss Of Hearing |  | A partial or complete loss of hearing in one or both ears. It is classified as conductive, sensory, or central. | C54450 | FDA Patient Problem Code Hierarchy
FDA | C54450 | FDA Patient Problem Code Hierarchy | C50577 | Heart Failure | 2206 |  | Cardiac Insufficiency¦Failure, Heart¦Insufficiency, Cardiac | Inability of the heart to pump blood at an adequate rate to fill tissue metabolic requirements or the ability to do so only at an elevated filling pressure. | Inability of the heart to pump blood at an adequate rate to meet tissue metabolic requirements. Clinical symptoms of heart failure include: unusual dyspnea on light exertion, recurrent dyspnea occurring in the supine position, fluid retention or rales, jugular venous distension, pulmonary edema on physical exam, or pulmonary edema on chest x-ray presumed to be cardiac dysfunction. | C54450 | FDA Patient Problem Code Hierarchy
FDA | C54450 | FDA Patient Problem Code Hierarchy | C34670 | Heartburn | 1883 |  |  |  | Abdominal discomfort with retrosternal pain usually associated with gastroesophageal reflux.. | C3303 | Pain | 1994
FDA | C54450 | FDA Patient Problem Code Hierarchy | C50578 | Heavier Menses | 2666 |  |  |  |  | C54450 | FDA Patient Problem Code Hierarchy
FDA | C54450 | FDA Patient Problem Code Hierarchy | C50579 | Hematoma | 1884 |  |  | A localized collection of blood, usually clotted, in an organ, space, or tissue, due to a break in the wall of a blood vessel. | A localized collection of blood, usually clotted, in an organ, space, or tissue, due to a break in the wall of a blood vessel. | C54450 | FDA Patient Problem Code Hierarchy
FDA | C54450 | FDA Patient Problem Code Hierarchy | C3090 | Hematuria | 2558 |  |  |  | Blood in the urine. | C54450 | FDA Patient Problem Code Hierarchy
FDA | C54450 | FDA Patient Problem Code Hierarchy | C50580 | Hemoconcentration | 1288 |  |  | An increase in the concentration of blood cells resulting from the loss of plasma or water from the blood stream. | An increase in the concentration of blood cells resulting from the loss of plasma or water from the blood stream. | C54450 | FDA Patient Problem Code Hierarchy
FDA | C54450 | FDA Patient Problem Code Hierarchy | C37965 | Hemolysis | 1886 |  |  |  | Disruption of the integrity of the erythrocyte membrane causing release of hemoglobin. | C54450 | FDA Patient Problem Code Hierarchy
FDA | C54450 | FDA Patient Problem Code Hierarchy | C34376 | Hemolytic Anemia | 2279 |  | Anemia, Hemolytic |  | Anemia resulting from the premature destruction of the peripheral blood red cells. It may be congenital or it may be caused by infections, medications, or malignancies. | C54450 | FDA Patient Problem Code Hierarchy
FDA | C54450 | FDA Patient Problem Code Hierarchy | C3094 | Hemoptysis | 1887 |  |  |  | Coughing up blood from the respiratory tract. | C54450 | FDA Patient Problem Code Hierarchy
FDA | C54450 | FDA Patient Problem Code Hierarchy | C26791 | Hemorrhage | 1888 |  | Bleeding |  | The flow of blood from a ruptured blood vessel. | C54450 | FDA Patient Problem Code Hierarchy
FDA | C54450 | FDA Patient Problem Code Hierarchy | C50485 | Hemorrhage, Cerebral | 1889 |  | Bleeding, Cerebral¦Cerebral Bleeding¦Cerebral Hemorrhage | Hemorrhage into the cerebrum. See also Stroke Syndrome. | Bleeding within the cerebrum. | C50438 | Intracranial Hemorrhage | 1891
FDA | C54450 | FDA Patient Problem Code Hierarchy | C50555 | Hemorrhage, Extradural | 1890 |  | Extradural Hemorrhage | Intracranial hemorrhage into the epidural space. | Intracranial hemorrhage into the epidural space. | C26791 | Hemorrhage | 1888
FDA | C54450 | FDA Patient Problem Code Hierarchy | C50896 | Hemorrhage, Intraventricular | 1892 |  | Intraventricular Hemorrhage |  | Bleeding into the brain's ventricles. | C50485 | Hemorrhage, Cerebral | 1889
FDA | C54450 | FDA Patient Problem Code Hierarchy | C50757 | Hemorrhage, Subarachnoid | 1893 |  | Subarachnoid Hemorrhage | Intracranial hemorrhage into the subarachnoid space. | Intracranial hemorrhage into the subarachnoid space. | C26791 | Hemorrhage | 1888
FDA | C54450 | FDA Patient Problem Code Hierarchy | C50759 | Hemorrhage, Subdural | 1894 |  | Subdural Hemorrhage | Cerebral hemorrhage into the subdural space. See also Stroke Syndrome. | Bleeding between the dura mater and the brain, usually secondary to a tear of the bridging vein. | C26791 | Hemorrhage | 1888
FDA | C54450 | FDA Patient Problem Code Hierarchy | C50761 | Hemorrhage, Subgaleal | 2603 |  | Hemorrhage, Subgaleal |  | Bleeding between the scalp and the periosteum. | C26791 | Hemorrhage | 1888
FDA | C54450 | FDA Patient Problem Code Hierarchy | C50581 | Hemostasis | 1895 |  |  | The arrest of bleeding, either by the physiological properties of vasoconstriction and coagulation or by surgical means. | The arrest of bleeding, either by the natural processes of vasoconstriction and coagulation or by surgical means. | C54450 | FDA Patient Problem Code Hierarchy
FDA | C54450 | FDA Patient Problem Code Hierarchy | C50582 | Hemothorax | 1896 |  |  | A collection of blood in the pleural cavity. | A collection of blood in the pleural cavity. | C54450 | FDA Patient Problem Code Hierarchy
FDA | C54450 | FDA Patient Problem Code Hierarchy | C3095 | Hepatitis | 1897 |  |  |  | Inflammation of the liver; usually from a viral infection, but sometimes from toxic agents. | C54450 | FDA Patient Problem Code Hierarchy
FDA | C54450 | FDA Patient Problem Code Hierarchy | C34685 | Hernia | 2240 |  |  |  | The protrusion of part of an organ or fibroadipose tissue through an abnormal opening. | C54450 | FDA Patient Problem Code Hierarchy
FDA | C54450 | FDA Patient Problem Code Hierarchy | C50583 | Herpes | 1898 |  |  | Any inflammatory skin disease caused by a herpesvirus and characterized by the formation of small vesicles in clusters. | Any inflammatory skin disease caused by a herpesvirus and characterized by the formation of small vesicles in clusters. | C3439 | Infection, Viral | 2248
FDA | C54450 | FDA Patient Problem Code Hierarchy | C37966 | Hiccups | 1899 |  |  |  | An involuntary contraction of the diaphragm against closed vocal cords, producing the "hic" sound. | C54450 | FDA Patient Problem Code Hierarchy
FDA | C54450 | FDA Patient Problem Code Hierarchy | C14219 | HIV, Human Immunodeficiency Virus | 2197 |  | Human Immunodeficiency Virus (HIV)¦Virus (HIV), Human Immunodeficiency | A cytopathic retrovirus. It is the etiological agent of AIDS. | The virus isolated and recognized as the etiologic agent of AIDS. HIV-1 is classified as a lentivirus, a subtype of retroviruses. | C54450 | FDA Patient Problem Code Hierarchy
FDA | C54450 | FDA Patient Problem Code Hierarchy | C50586 | Host-Tissue Reaction | 1297 |  | Reaction Of Host-Tissue¦Tissue, Reaction Of Host | Growth of tissue in or around a foreign body as the body's antibody response to the foreign body. | Growth of tissue in or around a foreign body as the body's antibody response to the foreign body. | C50444 | Foreign Body Reaction | 1868
FDA | C54450 | FDA Patient Problem Code Hierarchy | C3109 | Hot Flashes | 2153 |  | Flashes, Hot |  | A temporary feeling of intense body warmth, flushing, sometimes accompanied by sweating. A common, symptom of menopause; other conditions that can produce hot flushes include antidepressants and drugs blocking the effect of estrogens, carcinoid tumors and a sensitivity to sulfites or other food additives. | C54450 | FDA Patient Problem Code Hierarchy
FDA | C54450 | FDA Patient Problem Code Hierarchy | C3111 | Hydrocephalus | 3272 |  |  |  | A disorder characterized by an abnormal increase of cerebrospinal fluid in the ventricles of the brain. | C54450 | FDA Patient Problem Code Hierarchy
FDA | C54450 | FDA Patient Problem Code Hierarchy | C27088 | Hyperbilirubinemia | 1903 |  |  | Excessive concentrations of bilirubin in the blood, which may lead to jaundice. | Abnormally high level of bilirubin in the blood. Excess bilirubin is associated with jaundice. | C54450 | FDA Patient Problem Code Hierarchy
FDA | C54450 | FDA Patient Problem Code Hierarchy | C50588 | Hyperemia | 1904 |  |  | The presence of an increased amount of blood in a part or organ; engorgement. | The presence of an increased amount of blood in a part or organ; engorgement. | C54450 | FDA Patient Problem Code Hierarchy
FDA | C54450 | FDA Patient Problem Code Hierarchy | C26797 | Hyperglycemia | 1905 |  | Blood Glucose, High¦Glucose, High Blood¦High Blood Glucose |  | Abnormally high level of glucose in the blood. | C54450 | FDA Patient Problem Code Hierarchy
FDA | C54450 | FDA Patient Problem Code Hierarchy | C37970 | Hypernatremia | 2242 |  |  |  | Higher than normal levels of sodium in the circulating blood. | C54450 | FDA Patient Problem Code Hierarchy
FDA | C54450 | FDA Patient Problem Code Hierarchy | C3113 | Hyperplasia | 1906 |  |  |  | An abnormal increase in the number of cells in an organ or a tissue with consequent enlargement. | C54450 | FDA Patient Problem Code Hierarchy
FDA | C54450 | FDA Patient Problem Code Hierarchy | C3114 | Hypersensitivity | 1907 |  | Allergic Reaction | Hypersensitivity; a local or general reaction of an organism following contact with a specific allergen to which it has been previously exposed and to which it has become sensitized. | An immune response that occurs following exposure to an innocuous antigen, but that does not require the presence of preformed antibodies to the antigen. | C54450 | FDA Patient Problem Code Hierarchy
FDA | C54450 | FDA Patient Problem Code Hierarchy | C3117 | Hypertension | 1908 |  | Blood Pressure, High¦Blood Pressure, Increased¦High Blood Pressure¦Increased Blood Pressure¦Pressure, High Blood |  | Blood pressure that is abnormally high. | C54450 | FDA Patient Problem Code Hierarchy
FDA | C54450 | FDA Patient Problem Code Hierarchy | C50589 | Hyperthermia | 1909 |  |  |  | A condition characterized by an abnormally high body temperature. In a hyperthermic state, the hypothalamic set-point is normal but body temperature increases and overrides the ability to lose heat, resulting from exogenous heat exposure or endogenous heat production. | C54450 | FDA Patient Problem Code Hierarchy
FDA | C54450 | FDA Patient Problem Code Hierarchy | C50590 | Hyperventilation | 1910 |  |  | Abnormally prolonged, rapid, and deep breathing. | Abnormally prolonged, rapid, and deep breathing. | C54450 | FDA Patient Problem Code Hierarchy
FDA | C54450 | FDA Patient Problem Code Hierarchy | C50591 | Hypervolemia | 2664 |  |  |  | Too much fluid in the blood. | C54450 | FDA Patient Problem Code Hierarchy
FDA | C54450 | FDA Patient Problem Code Hierarchy | C50592 | Hyphema | 1911 |  |  | Hemorrhage within the anterior chamber of the eye; bloodshot. | Hemorrhage within the anterior chamber of the eye; bloodshot. | C54450 | FDA Patient Problem Code Hierarchy
FDA | C54450 | FDA Patient Problem Code Hierarchy | C50445 | Hypoesthesia | 2352 |  |  | Consisting of abnormally decreased sensitivity, particularly to touch. | Impairment of tactile sensitivity manifesting as partial loss of sensitivity to sensory stimuli. | C54450 | FDA Patient Problem Code Hierarchy
FDA | C54450 | FDA Patient Problem Code Hierarchy | C50463 | Hypoesthesia, Arm/Hand | 2353 |  |  | Consisting of abnormally decreased sensitivity, particularly to touch. | Consisting of abnormally decreased sensitivity, particularly to touch in the arm or hand. | C50445 | Hypoesthesia | 2352
FDA | C54450 | FDA Patient Problem Code Hierarchy | C50571 | Hypoesthesia, Foot/Leg | 2354 |  | Foot/Leg Hypoesthesia¦Leg/Foot Hypoesthesia | Consisting of abnormally decreased sensitivity, particularly to touch. | Consisting of abnormally decreased sensitivity, particularly to touch in the foot or leg. | C50445 | Hypoesthesia | 2352
FDA | C54450 | FDA Patient Problem Code Hierarchy | C3126 | Hypoglycemia | 1912 |  | Blood Glucose, Low¦Glucose, Low Blood¦Low Blood Glucose |  | Abnormally low level of glucose in the blood. | C54450 | FDA Patient Problem Code Hierarchy
FDA | C54450 | FDA Patient Problem Code Hierarchy | C50593 | Hypopyon | 1913 |  |  | An accumulation of pus in the anterior chamber of the eye. | An accumulation of pus in the anterior chamber of the eye. | C54450 | FDA Patient Problem Code Hierarchy
FDA | C54450 | FDA Patient Problem Code Hierarchy | C3128 | Hypotension | 1914 |  | Blood Pressure, Decreased¦Blood Pressure, Low¦Decreased Blood Pressure¦Low Blood Pressure¦Pressure, Low Blood |  | Blood pressure that is abnormally low. | C54450 | FDA Patient Problem Code Hierarchy
FDA | C54450 | FDA Patient Problem Code Hierarchy | C50523 | Hypothermia | 1915 |  | Body Temperature, Decreased¦Decreased Body Temperature¦Temperature, Decreased Body | Abnormally low body temperature. | Abnormally low body temperature. | C54450 | FDA Patient Problem Code Hierarchy
FDA | C54450 | FDA Patient Problem Code Hierarchy | C50594 | Hypoventilation | 1916 |  |  | A state in which there is a reduced amount of air entering the pulmonary alveoli. | A state in which there is a reduced amount of air entering the pulmonary alveoli. | C54450 | FDA Patient Problem Code Hierarchy
FDA | C54450 | FDA Patient Problem Code Hierarchy | C50595 | Hypovolemia | 2243 |  |  | Abnormally decreased volume of circulating fluid (plasma) in body. | Abnormally decreased volume of circulating fluid (plasma) in body. | C54450 | FDA Patient Problem Code Hierarchy
FDA | C54450 | FDA Patient Problem Code Hierarchy | C3890 | Hypoxia | 1918 |  |  |  | A decrease in the amount of oxygen in the body. Symptoms range from mild (impaired judgment, memory loss, impaired motor coordination) to severe (seizures and coma). | C54450 | FDA Patient Problem Code Hierarchy
FDA | C54450 | FDA Patient Problem Code Hierarchy | C50564 | Hypoxia In Utero | 2210 |  |  | Caused by conditions such as inadequate placental function (often abruptio placentae), preeclamptic toxicity, prolapse of the umbilical cord, or complications from anesthetic administration. | Hypoxia in utero, caused by conditions such as inadequate placental function (often abruptio placentae), preeclamptic toxicity, prolapse of the umbilical cord, or complications from anesthetic administration. | C3890 | Hypoxia | 1918
FDA | C54450 | FDA Patient Problem Code Hierarchy | C50598 | Iatrogenic Source | 2498 |  | Source, Iatrogenic |  |  | C54450 | FDA Patient Problem Code Hierarchy
FDA | C54450 | FDA Patient Problem Code Hierarchy | C50599 | Idioventricular Rhythm | 1923 |  | Rhythm, Idioventricular | Relating to or affecting the cardiac ventricles alone. | An electrocardiographic finding of three or more consecutive complexes of ventricular origin with a rate less than a certain threshold (100 or 120 beats per minute are commonly used). The QRS complexes are wide and have an abnormal morphology. (CDISC) | C54450 | FDA Patient Problem Code Hierarchy
FDA | C54450 | FDA Patient Problem Code Hierarchy | C3131 | Immuno-Deficiency | 2156 |  |  | A deficiency of immune response or a disorder characterized by deficient immune response. | Syndromes in which there is a deficiency or defect in the mechanisms of immunity, either cellular or humoral. | C54450 | FDA Patient Problem Code Hierarchy
FDA | C54450 | FDA Patient Problem Code Hierarchy | C50603 | Implant, Failure Of | 1924 |  | Failure Of Implant | An object or material, such as an alloplastic or radioactive material or tissue, partially or totally inserted or grafted into the body for prosthetic, therapeutic, diagnostic, or experimental purposes. | Malfunction of a medical implant. | C54450 | FDA Patient Problem Code Hierarchy
FDA | C54450 | FDA Patient Problem Code Hierarchy | C3133 | Impotence | 1925 |  |  |  | Persistent or recurrent inability to achieve or to maintain an erection during sexual activity. | C54450 | FDA Patient Problem Code Hierarchy
FDA | C54450 | FDA Patient Problem Code Hierarchy | C50914 | Inadequate Osteointegration | 2646 |  |  |  | Insufficient structural and functional connection between living bone and the surface of a synthetic implant. | C54450 | FDA Patient Problem Code Hierarchy
FDA | C54450 | FDA Patient Problem Code Hierarchy | C50607 | Incompetent Cervix | 1927 |  | Cervix, Incompetent | One that is abnormally prone to dilate in the second trimester of pregnancy, resulting in premature expulsion of the fetus. | A clinical diagnosis presenting with painless cervical dilatation and spontaneous mid-trimester birth in recurrent pregnancies in the absence of spontaneous membrane rupture, bleeding or clinical chorioamnionitis. | C54450 | FDA Patient Problem Code Hierarchy
FDA | C54450 | FDA Patient Problem Code Hierarchy | C3429 | Incontinence | 1928 |  |  |  | Involuntary passage of stool or urine from the body. | C54450 | FDA Patient Problem Code Hierarchy
FDA | C54450 | FDA Patient Problem Code Hierarchy | C73503 | Increased Sensitivity | 2065 |  | Sensitivity |  |  | C25637 | Reaction | 2414
FDA | C54450 | FDA Patient Problem Code Hierarchy | C50486 | Infarction, Cerebral | 1771 |  | Cerebral, Infarction | An ischemic condition of the brain, producing a persistent focal neurological deficit in the area of distribution of the cerebral arteries. | An ischemic condition of the brain, producing a persistent focal neurological deficit in the area of distribution of the cerebral arteries. | C54450 | FDA Patient Problem Code Hierarchy
FDA | C54450 | FDA Patient Problem Code Hierarchy | C26726 | Infection | 1930 |  |  |  | A disorder resulting from the presence and activity of a microbial, viral, fungal, or parasitic agent. It can be transmitted by direct or indirect contact. | C54450 | FDA Patient Problem Code Hierarchy
FDA | C54450 | FDA Patient Problem Code Hierarchy | C2890 | Infection, Bacterial | 1735 |  | Bacterial Infection |  | An acute infectious disorder that is caused by gram positive or gram negative bacteria; representative examples include pneumococcal, streptococcal, salmonella, and meningeal infections. | C26726 | Infection | 1930
FDA | C54450 | FDA Patient Problem Code Hierarchy | C50534 | Infection, Direct | 2244 |  | Direct Infection | Infection produced by direct contact with another person. | Infection produced by direct contact with another person. | C26726 | Infection | 1930
FDA | C54450 | FDA Patient Problem Code Hierarchy | C3245 | Infection, Fungal | 2419 |  | Fungal Infection |  | An infection caused by a fungus. | C26726 | Infection | 1930
FDA | C54450 | FDA Patient Problem Code Hierarchy | C50612 | Infection, Indirect | 2245 |  | Indirect Infection | Infection transmitted by water, food or other means of conveyance. | Infection transmitted by water, food or other means of conveyance. | C26726 | Infection | 1930
FDA | C54450 | FDA Patient Problem Code Hierarchy | C50617 | Infection, Intraocular | 1933 |  | Intraocular Infection | Infection within the eye. | Infection within the eye. | C26726 | Infection | 1930
FDA | C54450 | FDA Patient Problem Code Hierarchy | C50719 | Infection, Pyrogenic | 2246 |  | Pyrogenic Infection | An infection caused by pus-producing organisms. | An infection caused by pus-producing organisms. | C26726 | Infection | 1930
FDA | C54450 | FDA Patient Problem Code Hierarchy | C50758 | Infection, Subclinical | 2247 |  | Subclinical Infection | Infection associated with no detectable symptoms but caused by microorganisms capable of producing easily recognizable diseases, such a poliomyelitis or mumps. | Infection associated with no detectable symptoms but caused by microorganisms capable of producing easily recognizable diseases, such a poliomyelitis or mumps. | C26726 | Infection | 1930
FDA | C54450 | FDA Patient Problem Code Hierarchy | C35650 | Infection, Upper Respiratory Tract | 2420 |  |  |  | An infectious process affecting the upper respiratory tract (nose, paranasal sinuses, pharynx, larynx, or trachea). Symptoms include congestion, sneezing, coughing, fever, and sore throat. | C26726 | Infection | 1930
FDA | C54450 | FDA Patient Problem Code Hierarchy | C50791 | Infection, Urinary Tract | 2120 |  | Tract, Infection Of Urinary¦Urinary Tract Infection |  | A bacterial infectious process affecting any part of the urinary tract, most commonly the bladder and the urethra. Symptoms include urinary urgency and frequency, burning sensation during urination, lower abdominal discomfort, and cloudy urine. | C26726 | Infection | 1930
FDA | C54450 | FDA Patient Problem Code Hierarchy | C3439 | Infection, Viral | 2248 |  | Viral Infection |  | Any disease caused by a virus. | C26726 | Infection | 1930
FDA | C54450 | FDA Patient Problem Code Hierarchy | C25754 | Infiltration Of Tissue | 1931 |  | Infiltrates | To penetrate a tissue or substance. | The process of the diffusion or accumulation in a tissue or cells of a substance not normal to it or in amounts above normal. (NCI) | C54450 | FDA Patient Problem Code Hierarchy
FDA | C54450 | FDA Patient Problem Code Hierarchy | C3137 | Inflammation | 1932 |  |  |  | A localized protective response resulting from injury or destruction of tissues. Inflammation serves to destroy, dilute, or wall off both the injurious agent and the injured tissue. In the acute phase, inflammation is characterized by the signs of pain, heat, redness, swelling, and loss of function. Histologically, inflammation involves a complex series of events, including dilatation of arterioles, capillaries, and venules, with increased permeability and blood flow; exudation of fluids, including plasma proteins; and leukocyte migration into the site of inflammation. | C54450 | FDA Patient Problem Code Hierarchy
FDA | C54450 | FDA Patient Problem Code Hierarchy | C3671 | Injury | 2348 |  |  |  | Damage inflicted on the body as the direct or indirect result of an external force, with or without disruption of structural continuity. | C54450 | FDA Patient Problem Code Hierarchy
FDA | C54450 | FDA Patient Problem Code Hierarchy | C50796 | Insufficiency, Valvular | 1926 |  | Valvular Insufficiency | Dysfunction of one of the cardiac valves, with incomplete valve closure resulting in valvular regurgitation. | Dysfunction of one of the cardiac valves characterized by incomplete valve closure. | C54450 | FDA Patient Problem Code Hierarchy
FDA | C54450 | FDA Patient Problem Code Hierarchy | C53269 | Insufficient Information | 3190 | IMDRF:A26 | No Answer Provided | An adverse event appears to have occurred but there is not yet enough information available to classify the device problem. | Information regarding the subject is unknown or inaccessible at this time. | C54451 | FDA Device Problem Code Hierarchy
FDA | C54450 | FDA Patient Problem Code Hierarchy | C34818 | Intermenstrual Bleeding | 2665 |  |  |  | Uterine bleeding that occurs during a time not associated with the normal menstrual period. | C26791 | Hemorrhage | 1888
FDA | C54450 | FDA Patient Problem Code Hierarchy | C50616 | Intimal Dissection | 1333 |  | Dissection, Intimal | Pertaining to the inner layer of the blood vessels. | A dissection of an artery that occurs though a tear in the inner lining of the blood vessel. | C54450 | FDA Patient Problem Code Hierarchy
FDA | C54450 | FDA Patient Problem Code Hierarchy | C50438 | Intracranial Hemorrhage | 1891 |  | Bleeding, Intracranial¦Hemorrhage, Intracranial¦Intracranial Bleeding | Bleeding within the cranium. | Bleeding within the cranium. | C26791 | Hemorrhage | 1888
FDA | C54450 | FDA Patient Problem Code Hierarchy | C50618 | Intraocular Pressure Rise | 1937 |  | IOPR, Intraocular Pressure Rise¦Intraocular Pressure Rise, (IOPR)¦Pressure (IOPR), Rise In Intraocular¦Rise In Intraocular Pressure, (IOPR) | Increase of pressure of the intraocular fluid in the eye. | Increased pressure of the intraocular fluid in the eye. | C54450 | FDA Patient Problem Code Hierarchy
FDA | C54450 | FDA Patient Problem Code Hierarchy | C50786 | Intraocular Pressure, Delayed, Uncontrolled | 1936 |  | Delayed, Uncontrolled Intraocular Pressure (IOP)¦IOP (Intraocular Pressure), Delayed, Uncontrolled¦IOP Delayed, Uncontrolled¦Intraocular Pressure (IOP), Delayed, Uncontrolled¦Pressure (IOP), Delayed Uncontrolled Intraocular¦Uncontrolled/Delayed Intraocular Pressure (IOP) | Changes in the fluid pressure inside the eye. | Changes in the fluid pressure inside the eye. | C54450 | FDA Patient Problem Code Hierarchy
FDA | C54450 | FDA Patient Problem Code Hierarchy | C50619 | Intraoperative Pain | 2662 |  |  |  |  | C3303 | Pain | 1994
FDA | C54450 | FDA Patient Problem Code Hierarchy | C50621 | Iritis | 1940 |  |  | Inflammation of the iris. | Inflammation of the iris. | C54450 | FDA Patient Problem Code Hierarchy
FDA | C54450 | FDA Patient Problem Code Hierarchy | C50623 | Irritability | 2421 |  |  |  | Excited response to stimuli. | C54450 | FDA Patient Problem Code Hierarchy
FDA | C54450 | FDA Patient Problem Code Hierarchy | C50624 | Irritation | 1941 |  |  |  | A mild inflammatory tissue reaction; it can be caused by physical contact with an irritant or can be a local response to a systemic trigger. | C54450 | FDA Patient Problem Code Hierarchy
FDA | C54450 | FDA Patient Problem Code Hierarchy | C34738 | Ischemia | 1942 |  |  |  | Lack of blood supply to an area of the body, resulting in impairment of tissue oxygenation. | C54450 | FDA Patient Problem Code Hierarchy
FDA | C54450 | FDA Patient Problem Code Hierarchy | C50625 | Ischemic Heart Disease | 2493 |  | Disease, Ischemic Heart¦Heart Disease, Ischemic |  | A disorder of cardiac function caused by insufficient blood flow to the muscle tissue of the heart. The decreased blood flow may be due to narrowing of the coronary arteries, to obstruction by a thrombus, or less commonly, to diffuse narrowing of arterioles and other small vessels within the heart. Severe interruption of the blood supply to the myocardial tissue may result in necrosis of cardiac muscle (myocardial infarction). | C54450 | FDA Patient Problem Code Hierarchy
FDA | C54450 | FDA Patient Problem Code Hierarchy | C3344 | Itching | 1943 |  |  |  | An intense itching sensation. | C54450 | FDA Patient Problem Code Hierarchy
FDA | C54450 | FDA Patient Problem Code Hierarchy | C3143 | Jaundice | 2187 |  |  |  | Yellow pigmentation of the skin, mucous membranes, and the eyes due to hyperbilirubinemia. Causes include liver disease, biliary tract obstruction, and hemolysis. | C54450 | FDA Patient Problem Code Hierarchy
FDA | C54450 | FDA Patient Problem Code Hierarchy | C26750 | Joint Dislocation | 2374 |  | Dislocated Joint |  | An abnormal separation where two or more bones meet. | C35760 | Joint Disorder | 2373
FDA | C54450 | FDA Patient Problem Code Hierarchy | C35760 | Joint Disorder | 2373 |  | Disorder, Joint |  | Any disorder of the joints. | C54450 | FDA Patient Problem Code Hierarchy
FDA | C54450 | FDA Patient Problem Code Hierarchy | C50627 | Joint Swelling | 2356 |  | Swelling, Joint |  | The presence of swelling in a joint. | C35760 | Joint Disorder | 2373
FDA | C54450 | FDA Patient Problem Code Hierarchy | C26805 | Keratitis | 1944 |  |  |  | Inflammation of the cornea. | C54450 | FDA Patient Problem Code Hierarchy
FDA | C54450 | FDA Patient Problem Code Hierarchy | C50450 | Keratitis, Acanthamoeba | 1945 |  | Acanthamoeba Keratitis | Keratitis due to infection by acanthamoeba; it is usually associated with soft contact lens wear, particularly overnight wear. | Keratitis due to infection by acanthamoeba; it is usually associated with soft contact lens wear, particularly overnight wear. | C26805 | Keratitis | 1944
FDA | C54450 | FDA Patient Problem Code Hierarchy | C50917 | Labor, Premature | 2465 |  | Premature Labor |  | Regular uterine activity with associated cervical change prior to 37 weeks gestation. | C54450 | FDA Patient Problem Code Hierarchy
FDA | C54450 | FDA Patient Problem Code Hierarchy | C50446 | Laceration(s) | 1946 |  |  |  | A cut or tear in any tissue. | C3671 | Injury | 2348
FDA | C54450 | FDA Patient Problem Code Hierarchy | C61390 | Lead(s), Burn(s) From | 3161 |  |  |  |  | C34441 | Burn(s) | 1757
FDA | C54450 | FDA Patient Problem Code Hierarchy | C61392 | Lead(s), Shock From | 3162 |  |  |  |  | C35016 | Shock | 2072
FDA | C54450 | FDA Patient Problem Code Hierarchy | C50629 | Left Ventricular Dysfunction | 1947 |  | Dysfunction, Left Ventricular¦Ventricular Dysfunction, Left |  | Impairment of the left ventricle to either fill or eject adequately. | C54450 | FDA Patient Problem Code Hierarchy
FDA | C54450 | FDA Patient Problem Code Hierarchy | C50630 | Left Ventricular Failure | 1948 |  | Failure, Left Ventricular¦Ventricular Failure, Left | Failure of adequate output by the left ventricle despite an increase in distending pressure and in end-diastolic volume, with dyspnea, orthopnea, and other signs and symptoms of pulmonary congestion and edema. | Failure of adequate output by the left ventricle despite an increase in distending pressure and in end-diastolic volume, with dyspnea, orthopnea, and other signs and symptoms of pulmonary congestion and edema. | C50577 | Heart Failure | 2206
FDA | C54450 | FDA Patient Problem Code Hierarchy | C50631 | Left Ventricular Hypertrophy | 1949 |  | Ventricular Hypertrophy, Left | Enlargement or overgrowth of the myocardium of the left ventricle, due to chronic pressure overload. | Enlargement or overgrowth of the myocardium of the left ventricle, due to chronic pressure overload. | C54450 | FDA Patient Problem Code Hierarchy
FDA | C54450 | FDA Patient Problem Code Hierarchy | C50412 | Lethargic | 2560 |  |  |  | Characterized by a lack of vitality or energy. | C54450 | FDA Patient Problem Code Hierarchy
FDA | C54450 | FDA Patient Problem Code Hierarchy | C50633 | Ligament(s), Damage To | 1952 |  | Damage To Ligament(s) |  | An injury to any of the fibrous bands of tissue that comprise an articulation (joint). | C3671 | Injury | 2348
FDA | C54450 | FDA Patient Problem Code Hierarchy | C50909 | Limited Mobility Of The Implanted Joint | 2671 |  |  |  |  | C50603 | Implant, Failure Of | 1924
FDA | C54450 | FDA Patient Problem Code Hierarchy | C50853 | Liver Contusion | 1953 |  | Contusion, Liver | Bruising of the liver. | Bruising of the liver. | C50441 | Contusion | 1787
FDA | C54450 | FDA Patient Problem Code Hierarchy | C50634 | Liver Dysfunction | 1954 |  | Dysfunction, Liver |  | A finding that indicates abnormal liver function. | C54450 | FDA Patient Problem Code Hierarchy
FDA | C54450 | FDA Patient Problem Code Hierarchy | C50854 | Liver Laceration(s) | 1955 |  | Laceration(s), Liver |  | A cut or tear in the liver. | C54450 | FDA Patient Problem Code Hierarchy
FDA | C54450 | FDA Patient Problem Code Hierarchy | C50635 | Loss Of Consciousness | 2418 |  |  |  | An inability to purposefully respond to stimuli. | C54450 | FDA Patient Problem Code Hierarchy
FDA | C54450 | FDA Patient Problem Code Hierarchy | C50636 | Loss Of Pulse | 2562 |  | Pulse, Loss Of |  |  | C54450 | FDA Patient Problem Code Hierarchy
FDA | C54450 | FDA Patient Problem Code Hierarchy | C50641 | Low Cardiac Output | 2501 |  | Cardiac Output, Low¦Output, Low Cardiac |  | A below normal volume of blood pumped from the right or left ventricle of the heart per unit time. | C54450 | FDA Patient Problem Code Hierarchy
FDA | C54450 | FDA Patient Problem Code Hierarchy | C50644 | Lung, Overinflation Of | 2397 |  | Overinflation Of Lung |  | Abnormal permanent enlargement of the lung air spaces distal to terminal bronchiole not resulted from wall destruction, e.g. due to loss of opposite lung. | C54450 | FDA Patient Problem Code Hierarchy
FDA | C54450 | FDA Patient Problem Code Hierarchy | C27153 | Lupus | 1956 |  |  |  | An autoimmune, connective tissue chronic inflammatory disorder affecting the skin, joints, kidneys, lungs, heart, and the peripheral blood cells. It is more commonly seen in women than men. Variants include discoid and systemic lupus erythematosus. | C2889 | Autoimmune Disease | 1732
FDA | C54450 | FDA Patient Problem Code Hierarchy | C3208 | Lymphoma | 3263 |  |  |  | A malignant (clonal) proliferation of B- lymphocytes or T- lymphocytes which involves the lymph nodes, bone marrow and/or extranodal sites. This category includes Non-Hodgkin lymphomas and Hodgkin lymphomas. | C9305 | Cancer | 3262
FDA | C54450 | FDA Patient Problem Code Hierarchy | C3832 | Malaise | 2359 |  |  |  | A feeling of general discomfort or uneasiness, an out-of-sorts feeling. | C54450 | FDA Patient Problem Code Hierarchy
FDA | C54450 | FDA Patient Problem Code Hierarchy | C50431 | Mammogram, Abnormal | 2370 |  | Abnormal Mammogram |  | A radiologic finding indicating the presence of abnormalities in the breast parenchyma identified in a mammogram performed for screening or diagnostic purposes. These abnormalities include calcifications, breast tissue distortion, presence of areas of density, and presence of benign or malignant tumors. | C54450 | FDA Patient Problem Code Hierarchy
FDA | C54450 | FDA Patient Problem Code Hierarchy | C50645 | Mediastinal Shift | 2198 |  | Shift, Mediastinal | Normal location of the mediastinum changes to the right or left, depending upon the underlying cause. | Displacement of structures in the thoracic cavity in one direction due to increased pleural pressure on the contralateral side. | C54450 | FDA Patient Problem Code Hierarchy
FDA | C54450 | FDA Patient Problem Code Hierarchy | C2867 | Memory Loss | 1958 |  | Loss Of Memory |  | Systematic and extensive loss of memory caused by organic or psychological factors. The loss may be temporary or permanent, and may involve old or recent memories. | C54450 | FDA Patient Problem Code Hierarchy
FDA | C54450 | FDA Patient Problem Code Hierarchy | C26828 | Meningitis | 2389 |  |  |  | A disorder characterized by acute inflammation of the meninges of the brain and/or spinal cord. | C54450 | FDA Patient Problem Code Hierarchy
FDA | C54450 | FDA Patient Problem Code Hierarchy | C35219 | Menstrual Irregularities | 1959 |  | Irregularities, Menstrual | Deviations from the normal process; e.g. delayed, difficult, profuse, scanty, unusual bleeding, etc. | Deviations from the normal process; e.g. delayed, difficult, profuse, scanty, unusual bleeding, etc. | C54450 | FDA Patient Problem Code Hierarchy
FDA | C54450 | FDA Patient Problem Code Hierarchy | C50549 | Microcysts, Epithelial | 2232 |  | Epithelial Microcysts | Very small, round vesicles containing fluid and cellular debris observed on the surface of the cornea under slit-lamp examination in some types of corneal dystrophy and in wearers of extended-wear lenses. | Very small, round vesicles containing fluid and cellular debris observed on the surface of the cornea under slit-lamp examination in some types of corneal dystrophy and in wearers of extended-wear lenses. | C54450 | FDA Patient Problem Code Hierarchy
FDA | C54450 | FDA Patient Problem Code Hierarchy | C50792 | Micturation Urgency | 1871 |  |  | A sudden compelling urge to urinate. | An acute and compelling urge to urinate. | C54450 | FDA Patient Problem Code Hierarchy
FDA | C54450 | FDA Patient Problem Code Hierarchy | C34336 | Miscarriage | 1962 |  |  | Loss of the products of conception from the uterus before the fetus is viable; spontaneous abortion. | Fetal loss at less than 20 weeks of gestation. | C35221 | Abortion | 1688
FDA | C54450 | FDA Patient Problem Code Hierarchy | C50432 | Misdiagnosis | 2159 |  |  |  |  | C54450 | FDA Patient Problem Code Hierarchy
FDA | C54450 | FDA Patient Problem Code Hierarchy | C50429 | Missed Dose | 2561 |  | Dose, Missed |  | A dose of medicine that was not taken at the prescribed dosing interval. | C54450 | FDA Patient Problem Code Hierarchy
FDA | C54450 | FDA Patient Problem Code Hierarchy | C48655 | Missing Value Reason | 3192 |  |  |  | A specific reason explaining why a meaningful value is not available. A meaningful value answers the question posed by a Data Element Concept. In contrast, a Missing Value Reason answers the implicit question "Why is there no 'meaningful' value?", when there is none. | C54450 | FDA Patient Problem Code Hierarchy
FDA | C54450 | FDA Patient Problem Code Hierarchy | C50888 | Mitral Insufficiency | 1963 |  | Insufficiency, Mitral |  | Dysfunction of the mitral valve characterized by incomplete valve closure. | C50796 | Insufficiency, Valvular | 1926
FDA | C54450 | FDA Patient Problem Code Hierarchy | C50653 | Mitral Perforation | 2512 |  | Perforation, Mitral |  | A rupture in the mitral valve tissue due to traumatic or pathologic processes. | C54450 | FDA Patient Problem Code Hierarchy
FDA | C54450 | FDA Patient Problem Code Hierarchy | C50852 | Mitral Regurgitation | 1964 |  | Regurgitation, Mitral | The backward flow of blood from the left ventricle into the left atrium, owing to insufficiency of the mitral valve; it may be acute or chronic, usually due to mitral valve prolapse, rheumatic heart disease or a complication of cardiac dilatation. | The backward flow of blood from the left ventricle into the left atrium, owing to insufficiency of the mitral valve; it may be acute or chronic, usually due to mitral valve prolapse, rheumatic heart disease or a complication of cardiac dilatation. | C50888 | Mitral Insufficiency | 1963
FDA | C54450 | FDA Patient Problem Code Hierarchy | C50654 | Mitral Stenosis | 1965 |  | Stenosis, Mitral | Narrowing of the left atrioventricular mitral orifice. | Narrowing of the left atrioventricular mitral orifice. | C62433 | Valvular Stenosis | 2697
FDA | C54450 | FDA Patient Problem Code Hierarchy | C50655 | Mitral Valve Prolapse | 2471 |  | Prolapse, Mitral Valve¦Valve, Prolapse Of Mitral | Prolapse of the mitral valve, often with regurgitation, associated with myxomatous proliferation of the leaflets of the mitral valve. | A fairly common and often benign valvular heart disorder characterized by redundancy or hooding of mitral valve leaflets so that they prolapse into the left atrium, often causing mitral regurgitation. It is often a symptomless condition but may be marked by varied symptoms (e.g. chest pain, fatigue, dizziness, dyspnea, or palpitations) leading in some cases to endocarditis or ventricular tachycardia. | C36173 | Prolapse | 2475
FDA | C54450 | FDA Patient Problem Code Hierarchy | C75568 | Multiple Organ Failure | 3261 |  |  | A progressive condition usually characterized by combined failure of the lungs, liver, kidney, and clotting mechanisms. | Complete impairment of two or more organs or organ systems. | C54450 | FDA Patient Problem Code Hierarchy
FDA | C54450 | FDA Patient Problem Code Hierarchy | C50656 | Muscle Spasm(s) | 1966 |  | Spasm(s), Muscle | A sudden, violent, involuntary contraction of a muscle or group of muscles. | A sudden, violent, involuntary contraction of a muscle or group of muscles. | C54450 | FDA Patient Problem Code Hierarchy
FDA | C54450 | FDA Patient Problem Code Hierarchy | C50657 | Muscle Stimulation | 1412 |  | Stimulation Of Muscle |  |  | C54450 | FDA Patient Problem Code Hierarchy
FDA | C54450 | FDA Patient Problem Code Hierarchy | C50658 | Muscle Weakness | 1967 |  | Weakness, Muscular |  | A reduction in the strength of one or more muscles. | C54450 | FDA Patient Problem Code Hierarchy
FDA | C54450 | FDA Patient Problem Code Hierarchy | C50659 | Muscular Rigidity | 1968 |  | Rigidity, Muscular | Stiffness or inflexibility. | An involuntary, persistent state of firm, tense muscles with marked resistance to passive movement. | C54450 | FDA Patient Problem Code Hierarchy
FDA | C54450 | FDA Patient Problem Code Hierarchy | C50660 | Muscular Tics | 2161 |  |  | An involuntary, compulsive, repetitive stereotyped movement, usually of the face or shoulders. | An involuntary, compulsive, repetitive stereotyped movement, usually of the face or shoulders. | C54450 | FDA Patient Problem Code Hierarchy
FDA | C54450 | FDA Patient Problem Code Hierarchy | C27009 | Myalgia | 2238 |  |  |  | Painful sensation originating from a muscle or group of muscles. | C3303 | Pain | 1994
FDA | C54450 | FDA Patient Problem Code Hierarchy | C50661 | Myocardial Contusion | 1763 |  | Cardiac Contusion¦Contusion, Cardiac¦Contusion, Myocardial | A bruise to the heart. | A bruise to the heart. | C50441 | Contusion | 1787
FDA | C54450 | FDA Patient Problem Code Hierarchy | C27996 | Myocardial Infarction | 1969 |  | Infarction (MI), Myocardial¦MI, Myocardial Infarction¦Myocardial Infarction, (MI) | Gross necrosis of the myocardium, as a result of interruption of the blood supply to the area, as in coronary thrombosis. | Gross necrosis of the myocardium, as a result of interruption of the blood supply to the area, as in coronary thrombosis. | C54450 | FDA Patient Problem Code Hierarchy
FDA | C54450 | FDA Patient Problem Code Hierarchy | C34831 | Myocarditis | 2470 |  |  |  | Inflammation of the muscle tissue of the heart. | C54450 | FDA Patient Problem Code Hierarchy
FDA | C54450 | FDA Patient Problem Code Hierarchy | C50662 | Nasal Obstruction | 2466 |  | Obstruction, Nasal |  | Blockage of the nasal passages. | C3284 | Obstruction | 2422
FDA | C54450 | FDA Patient Problem Code Hierarchy | C3258 | Nausea | 1970 |  |  |  | Upper abdominal discomfort associated with an urge to vomit. | C54450 | FDA Patient Problem Code Hierarchy
FDA | C54450 | FDA Patient Problem Code Hierarchy | C16897 | Necrosis | 1971 |  |  |  | A cell death process that is morphologically characterized by a gain in cell volume (oncosis), swelling of organelles, plasma membrane rupture and subsequent loss of intracellular contents. | C54450 | FDA Patient Problem Code Hierarchy
FDA | C54450 | FDA Patient Problem Code Hierarchy | C50567 | Necrosis Of Flap Tissue | 1972 |  | Flap Tissue, Necrosis Of¦Tissue, Necrosis Of Flap |  |  | C54450 | FDA Patient Problem Code Hierarchy
FDA | C54450 | FDA Patient Problem Code Hierarchy | C50665 | Needle Stick/Puncture | 2462 |  | Puncture/Stick From Needle¦Stick/Puncture From Needle |  | A penetrating stab wound from a needle (or other sharp object) that may result in exposure to blood or other body fluids. | C54450 | FDA Patient Problem Code Hierarchy
FDA | C54450 | FDA Patient Problem Code Hierarchy | C50666 | Neonatal Deformities | 1974 |  | Deformities, Neonatal |  | A congenital anatomic abnormality manifested during the neonatal period. | C2849 | Congenital Defect/Deformity | 1782
FDA | C54450 | FDA Patient Problem Code Hierarchy | C50667 | Neonatal Hearing Impairment | 1975 |  | Hearing Impairment, Neonatal¦Impairment To Hearing, Neonatal |  | An abnormality that affects hearing within the first month after birth. It may or may not result in hearing loss. | C2849 | Congenital Defect/Deformity | 1782
FDA | C54450 | FDA Patient Problem Code Hierarchy | C50668 | Neonatal Hearing Loss | 1976 |  | Hearing Loss, Neonatal¦Loss Of Hearing, Neonatal |  | Partial or complete loss of the ability to detect or understand sounds present in an infant within its first month after birth. | C2849 | Congenital Defect/Deformity | 1782
FDA | C54450 | FDA Patient Problem Code Hierarchy | C16900 | Neovascularization | 1978 |  |  |  | The formation of new or recent blood vessels. The vasculature network is critical to the development of neoplasms. As the tumor burden grows, vascular endothelial cells are recruited to form new blood vessels as an increased demand for blood and nourishment is required. | C54450 | FDA Patient Problem Code Hierarchy
FDA | C54450 | FDA Patient Problem Code Hierarchy | C50669 | Nerve Damage | 1979 |  | Damage To Nerve(s) |  | Injury to nervous tissue. | C54450 | FDA Patient Problem Code Hierarchy
FDA | C54450 | FDA Patient Problem Code Hierarchy | C50915 | Nerve Proximity Nos (Not Otherwise Specified) | 2647 |  |  |  |  | C54450 | FDA Patient Problem Code Hierarchy
FDA | C54450 | FDA Patient Problem Code Hierarchy | C50787 | Nerve Stimulation, Undesired | 1980 |  | Stimulation Of Nerve, Undesired¦Undesired Nerve Stimulation |  |  | C54450 | FDA Patient Problem Code Hierarchy
FDA | C54450 | FDA Patient Problem Code Hierarchy | C4974 | Nervous System Injury | 2689 |  |  |  | Injury in the central or peripheral nervous system. | C3671 | Injury | 2348
FDA | C54450 | FDA Patient Problem Code Hierarchy | C50672 | Neurological Deficit/Dysfunction | 1982 |  | Deficit/Dysfunction, Neurological¦Dysfunction/Deficit, Neurological |  | A finding of pathologic function within the central or peripheral nervous system, secondary to developmental abnormalities, infections, neurologic damage, or tumors. | C54450 | FDA Patient Problem Code Hierarchy
FDA | C54450 | FDA Patient Problem Code Hierarchy | C4731 | Neuropathy | 1983 |  |  |  | A disorder affecting the cranial nerves or the peripheral nervous system. It manifests with pain, tingling, numbness, and muscle weakness. It may be the result of physical injury, toxic substances, viral diseases, diabetes, renal failure, cancer, and drugs. | C54450 | FDA Patient Problem Code Hierarchy
FDA | C54450 | FDA Patient Problem Code Hierarchy | C50673 | Nipple Sensation, Changes In/Loss Of | 2162 |  | Changes In/Loss Of Nipple Sensation¦Loss Of/Changes In Nipple Sensation¦Sensation, Changes In/Loss Of Nipple |  |  | C54450 | FDA Patient Problem Code Hierarchy
FDA | C54450 | FDA Patient Problem Code Hierarchy | C50674 | Nipple Ulceration | 2441 |  | Ulceration, Nipple |  | Ulcer that develops in the nipple. Causes include trauma and Paget disease. | C54450 | FDA Patient Problem Code Hierarchy
FDA | C54450 | FDA Patient Problem Code Hierarchy | C48660 | No Apparent Adverse Event | 3189 | IMDRF:A25 |  | A report has been received but the description provided does not appear to relate to an adverse event. This code allows a report to be recorded for administration purposes, even if it doesn't meet the requirements for adverse event reporting.¦If a value for test has to be provided, but has no given criteria (e.g., the result is for "report only" or "monitoring"). | Determination of a value is not relevant in the current context. | C54451 | FDA Device Problem Code Hierarchy
FDA | C54450 | FDA Patient Problem Code Hierarchy | C50675 | No Consequences Or Impact To Patient | 2199 |  | Consequences Or Impact To Patient, None¦Impact Or Consequences To Patient, None¦Patient, No Consequences Or Impact To |  |  | C54450 | FDA Patient Problem Code Hierarchy
FDA | C54450 | FDA Patient Problem Code Hierarchy | C76143 | No Known Impact Or Consequence To Patient | 2692 |  |  |  |  | C48655 | Missing Value Reason | 3192
FDA | C54450 | FDA Patient Problem Code Hierarchy | C50912 | No Patient Involvement | 2645 |  |  |  |  | C54450 | FDA Patient Problem Code Hierarchy
FDA | C54450 | FDA Patient Problem Code Hierarchy | C50405 | Nonpyrogenic | 2250 |  |  |  |  | C54450 | FDA Patient Problem Code Hierarchy
FDA | C54450 | FDA Patient Problem Code Hierarchy | C34857 | Numbness | 2415 |  |  |  | A loss of the sensation of feeling in an area of the body. | C54450 | FDA Patient Problem Code Hierarchy
FDA | C54450 | FDA Patient Problem Code Hierarchy | C3284 | Obstruction | 2422 |  |  |  | Blockage of the normal flow of the contents of an anatomical passageway. | C54450 | FDA Patient Problem Code Hierarchy
FDA | C54450 | FDA Patient Problem Code Hierarchy | C50678 | Occlusion | 1984 |  |  | The act of closure or the state of being closed; an obstruction; the relationship between all of the components of the masticatory system in normal function, dysfunction, and parafunction; momentary complete closure of some area in the vocal tract, causing stoppage of the breath and accumulation of pressure. | Obstruction or a closure of hollow organ, passageway or vessel; also the transient approximation of the edges of a natural opening; imperforation. | C3284 | Obstruction | 2422
FDA | C54450 | FDA Patient Problem Code Hierarchy | C50849 | Optical Nerve Damage | 1986 |  | Damage To Optical Nerve(s)¦Nerve Damage, Optical |  |  | C50669 | Nerve Damage | 1979
FDA | C54450 | FDA Patient Problem Code Hierarchy | C50475 | Optical Tissue, Breakdown Of | 2106 |  | Tissue, Breakdown Of Optical |  |  | C34602 | Eye Injury | 1845
FDA | C54450 | FDA Patient Problem Code Hierarchy | C50679 | Organ(s), Perforation Of | 1987 |  | Perforation Of Organ(s) |  |  | C4080 | Perforation | 2001
FDA | C54450 | FDA Patient Problem Code Hierarchy | C50680 | Ossification | 1428 |  |  | The formation of bone or of a bony substance; the conversion of fibrous tissue or of cartilage into bone or a bony substance. | The formation of bone or of a bony substance; the conversion of fibrous tissue or of cartilage into bone or a bony substance. | C54450 | FDA Patient Problem Code Hierarchy
FDA | C54450 | FDA Patient Problem Code Hierarchy | C50681 | Osteolysis | 2377 |  |  | Dissolution of bone; applied especially to the removal or loss of the calcium of bone. | Dissolution of bone; applied especially to the removal or loss of the calcium of bone. | C54450 | FDA Patient Problem Code Hierarchy
FDA | C54450 | FDA Patient Problem Code Hierarchy | C50910 | Osteopenia | 2651 |  | Bone Loss |  | Decreased calcification or density of bone tissue. | C54450 | FDA Patient Problem Code Hierarchy
FDA | C54450 | FDA Patient Problem Code Hierarchy | C50873 | Overdose | 1988 |  |  |  | Exposure to, or intake of, an excessive amount of a substance. | C54450 | FDA Patient Problem Code Hierarchy
FDA | C54450 | FDA Patient Problem Code Hierarchy | C50850 | Oversedated | 1990 |  |  |  | A level of sedation that is greater than the intended level. | C54450 | FDA Patient Problem Code Hierarchy
FDA | C54450 | FDA Patient Problem Code Hierarchy | C50683 | Overstimulation | 1991 |  |  |  |  | C54450 | FDA Patient Problem Code Hierarchy
FDA | C54450 | FDA Patient Problem Code Hierarchy | C50504 | Overwear Syndrome | 2234 |  | Syndrome, Overwear | Ocular pain which may be very intense, accompanied by corneal epithelium damage, conjunctival injection, lacrimation, blepharospasm, photophobia and hazy vision following corneal edema caused by overwear of contact lenses, principally the PMMA type. | Ocular pain which may be very intense, accompanied by corneal epithelium damage, conjunctival injection, lacrimation, blepharospasm, photophobia and hazy vision following corneal edema caused by overwear of contact lenses, principally the PMMA type. | C54450 | FDA Patient Problem Code Hierarchy
FDA | C54450 | FDA Patient Problem Code Hierarchy | C50584 | Oxygen Saturation, High | 2478 |  | High Oxygen Saturation¦Saturation, High Oxygen | The calculated measurements indicating the degree to which oxygen is bound to hemoglobin is high. | A high level of the degree to which oxygen is bound to hemoglobin given as a percentage calculated by dividing the maximum oxygen capacity into the actual oxygen content and multiplying by 100. Oxygen saturation usually is measured using pulse oximetry. | C54450 | FDA Patient Problem Code Hierarchy
FDA | C54450 | FDA Patient Problem Code Hierarchy | C50640 | Oxygen Saturation, Low | 2477 |  | Low Oxygen Saturation¦Saturation, Low Oxygen | The calculated measurements indicating the degree to which oxygen is bound to hemoglobin is low. | A low level of the degree to which oxygen is bound to hemoglobin given as a percentage calculated by dividing the maximum oxygen capacity into the actual oxygen content and multiplying by 100. Oxygen saturation usually is measured using pulse oximetry. | C54450 | FDA Patient Problem Code Hierarchy
FDA | C54450 | FDA Patient Problem Code Hierarchy | C3303 | Pain | 1994 |  |  |  | The sensation of discomfort, distress, or agony, resulting from the stimulation of specialized nerve endings. | C54450 | FDA Patient Problem Code Hierarchy
FDA | C54450 | FDA Patient Problem Code Hierarchy | C50605 | Pain Relief, Inadequate | 2388 |  | Inadequate Pain Relief |  |  | C54450 | FDA Patient Problem Code Hierarchy
FDA | C54450 | FDA Patient Problem Code Hierarchy | C26682 | Pain, Abdominal | 1685 |  | Abdominal Pain |  | Painful sensation in the abdominal region. | C3303 | Pain | 1994
FDA | C54450 | FDA Patient Problem Code Hierarchy | C50663 | Pain, Neck | 2433 |  | Neck Pain |  | Painful sensation in the neck area. | C3303 | Pain | 1994
FDA | C54450 | FDA Patient Problem Code Hierarchy | C50685 | Pallor | 2468 |  |  |  | An unusual or extreme paleness, state of decreased skin or mucosal coloration. | C54450 | FDA Patient Problem Code Hierarchy
FDA | C54450 | FDA Patient Problem Code Hierarchy | C37999 | Palpitations | 2467 |  |  |  | An unpleasant sensation of irregular and/or forceful beating of the heart. | C54450 | FDA Patient Problem Code Hierarchy
FDA | C54450 | FDA Patient Problem Code Hierarchy | C50686 | Pannus Formation | 1447 |  | Formation, Pannus | Superficial vascularization of the cornea with infiltration of granulation tissue; an inflammatory exudate overlying the lining layer of synovial cells on the inside of a joint. | Superficial vascularization of the cornea with infiltration of granulation tissue; an inflammatory exudate overlying the lining layer of synovial cells on the inside of a joint. | C54450 | FDA Patient Problem Code Hierarchy
FDA | C54450 | FDA Patient Problem Code Hierarchy | C3310 | Paralysis | 1997 |  |  |  | Partial or complete loss of function of one or more muscles. It is usually caused by damage to the nervous system. | C54450 | FDA Patient Problem Code Hierarchy
FDA | C54450 | FDA Patient Problem Code Hierarchy | C50687 | Paraplegia | 2448 |  |  | Paralysis of the legs and lower part of the body. | Complete paralysis of the lower half of the body including both legs, often caused by damage to the spinal cord. | C54450 | FDA Patient Problem Code Hierarchy
FDA | C54450 | FDA Patient Problem Code Hierarchy | C50688 | Paresis | 1998 |  |  | A slight or incomplete paralysis. | A slight or incomplete paralysis. | C3310 | Paralysis | 1997
FDA | C54450 | FDA Patient Problem Code Hierarchy | C61389 | Patch Test, Abnormal Results Of | 3166 |  |  |  |  | C36292 | Test Result | 2695
FDA | C54450 | FDA Patient Problem Code Hierarchy | C50525 | Peak Expiratory Flowrate, Decreased | 2435 |  | Decreased Peak Expiratory Flowrate¦Flowrate, Decreased Peak Expiratory | A decrease of the greatest rate of flow that can be achieved during forced expiration beginning with the lungs fully inflated. | Decreased expiratory peak flow measurement achieved during forced expiration that primarily reflects changes in upper airway conductance and may be of limited use in evaluation of changes in peripheral airway conductance. Evaluation of peak flow performance is subjective, and, therefore, acceptability criteria are lacking. Because the maneuver is effort and volume dependent, the patient must be encouraged to perform as vigorously as clinically feasible. The results of subjective evaluation may be difficult to interpret consistently. A validated dyspnea rating scale may be useful. | C54450 | FDA Patient Problem Code Hierarchy
FDA | C54450 | FDA Patient Problem Code Hierarchy | C50610 | Peak Expiratory Flowrate, Increased | 2436 |  | Flowrate, Increased Peak Expiratory¦Increased Peak Expiratory Flowrate | An increase of the greatest rate of flow that can be achieved during forced expiration beginning with the lungs fully inflated. | An increase of the greatest rate of flow that can be achieved during forced expiration beginning with the lungs fully inflated. | C54450 | FDA Patient Problem Code Hierarchy
FDA | C54450 | FDA Patient Problem Code Hierarchy | C50691 | Peeling | 1999 |  |  | A peeling off or loss of epidermis, as in sunburn, postscarlatinal peeling, or toxic epidermal necrolysis. | A peeling off or loss of epidermis, as in sunburn, postscarlatinal peeling, or toxic epidermal necrolysis. | C54450 | FDA Patient Problem Code Hierarchy
FDA | C54450 | FDA Patient Problem Code Hierarchy | C3889 | Pelvic Inflammatory Disease | 2000 |  | Disease (PID), Pelvic Inflammatory¦Inflammatory Disease (PID), Pelvic¦PID, Pelvic Inflammatory Disease¦Pelvic Inflammatory Disease, (PID) | Any pelvic infection involving the upper female genital tract beyond the cervix. | Pelvic inflammatory disease (PID) is an acute or chronic inflammation in the pelvic cavity. It is most commonly caused by sexually transmitted diseases, including chlamydia and gonorrhea that have ascended into the uterus, fallopian tubes, or ovaries as a result of intercourse or childbirth, or of surgical procedures, including insertion of IUDs or abortion. PID may be either symptomatic or asymptomatic. It may cause infertility and it may raise the risk of ectopic pregnancy. PID is a disease associated with HIV infection. | C54450 | FDA Patient Problem Code Hierarchy
FDA | C54450 | FDA Patient Problem Code Hierarchy | C4080 | Perforation | 2001 |  |  |  | A hole or opening made through a membrane or other tissue or material. | C3671 | Injury | 2348
FDA | C54450 | FDA Patient Problem Code Hierarchy | C3319 | Pericardial Effusion | 3271 |  |  |  | Fluid collection within the pericardial sac, usually due to inflammation. | C54450 | FDA Patient Problem Code Hierarchy
FDA | C54450 | FDA Patient Problem Code Hierarchy | C73501 | Perinatal Brain Injury | 1852 |  |  | Injury occurring as a result of the delivery process. | Injury to the brain of a newborn infant occurring around the time of birth. | C50440 | Brain Injury | 2219
FDA | C54450 | FDA Patient Problem Code Hierarchy | C35136 | Peripheral Vascular Disease | 2002 |  | Disease, Peripheral Vascular¦Vascular Disease, Peripheral |  | Any disorder affecting blood flow through the veins or arteries outside of the heart. | C54450 | FDA Patient Problem Code Hierarchy
FDA | C54450 | FDA Patient Problem Code Hierarchy | C50695 | Peritoneal Laceration(s) | 2003 |  | Laceration(s), Peritoneal |  | A cut or tear of the peritoneum. | C54450 | FDA Patient Problem Code Hierarchy
FDA | C54450 | FDA Patient Problem Code Hierarchy | C26849 | Peritonitis | 2252 |  |  |  | Inflammation of the peritoneum due to infection by bacteria or fungi. Causes include liver disease, perforation of the gastrointestinal tract or biliary tract, and peritoneal dialysis. Patients usually present with abdominal pain and tenderness, fever, chills, and nausea and vomiting. It is an emergency medical condition that requires prompt medical attention and treatment. | C54450 | FDA Patient Problem Code Hierarchy
FDA | C54450 | FDA Patient Problem Code Hierarchy | C27061 | Peroneal Nerve Palsy | 2362 |  | Nerve Palsy, Peroneal¦Palsy, Peroneal Nerve | Paralysis of the nerves located in the legs. | Paralysis of the nerves located in the legs. | C54450 | FDA Patient Problem Code Hierarchy
FDA | C54450 | FDA Patient Problem Code Hierarchy | C26851 | Pharyngitis | 2367 |  |  |  | Inflammation of the throat most often caused by viral and bacterial infections. Other causes include allergens, chemical substances, and trauma. | C54450 | FDA Patient Problem Code Hierarchy
FDA | C54450 | FDA Patient Problem Code Hierarchy | C38003 | Phlebitis | 2004 |  |  |  | Inflammation of a vein. | C54450 | FDA Patient Problem Code Hierarchy
FDA | C54450 | FDA Patient Problem Code Hierarchy | C50697 | Phosphene Visualization | 2164 |  | Visualization, Phosphene | An objective visual sensation that appears with the eyes closed and in the absence of visual light. | An objective visual sensation that appears with the eyes closed and in the absence of visual light. | C54450 | FDA Patient Problem Code Hierarchy
FDA | C54450 | FDA Patient Problem Code Hierarchy | C50698 | Phototoxicity | 2165 |  |  | A nonimmunologic, chemically induced type of photosensitivity. | A nonimmunologic, chemically induced type of photosensitivity. | C54450 | FDA Patient Problem Code Hierarchy
FDA | C54450 | FDA Patient Problem Code Hierarchy | C50548 | Physical Entrapment | 2327 |  |  | Patient becomes entangled or caught in a bed, particularly in side rails, or mattress, or head/foot boards. | Patient becomes entangled or caught in a bed, particularly in side rails, or mattress, or head/foot boards. | C3671 | Injury | 2348
FDA | C54450 | FDA Patient Problem Code Hierarchy | C17000 | Pleomorphism | 2009 |  |  |  | Having different forms at different stages of the life cycle. | C54450 | FDA Patient Problem Code Hierarchy
FDA | C54450 | FDA Patient Problem Code Hierarchy | C3331 | Pleural Effusion | 2010 |  | Effusion, Pleural |  | Increased amounts of fluid within the pleural cavity. Symptoms include shortness of breath, cough, and chest pain. It is usually caused by lung infections, congestive heart failure, pleural and lung tumors, connective tissue disorders, and trauma. | C54450 | FDA Patient Problem Code Hierarchy
FDA | C54450 | FDA Patient Problem Code Hierarchy | C3333 | Pneumonia | 2011 |  |  |  | An acute, acute and chronic, or chronic inflammation focally or diffusely affecting the lung parenchyma, due to infections (viruses, fungi, mycoplasma, or bacteria), treatment (e.g. radiation), or exposure (inhalation) to chemicals. Symptoms include cough, shortness of breath, fevers, chills, chest pain, headache, sweating, and weakness. | C54450 | FDA Patient Problem Code Hierarchy
FDA | C54450 | FDA Patient Problem Code Hierarchy | C38006 | Pneumothorax | 2012 |  |  |  | Abnormal presence of air in the pleural cavity. | C54450 | FDA Patient Problem Code Hierarchy
FDA | C54450 | FDA Patient Problem Code Hierarchy | C50699 | Pocket Erosion | 2013 |  | Erosion, Pocket | Erosion of patient's skin pocket which houses a device. | Erosion of patient's skin pocket which houses a device. | C50443 | Erosion | 1750
FDA | C54450 | FDA Patient Problem Code Hierarchy | C50700 | Polydipsia | 2604 |  |  | Chronic excessive intake of water; it may be from an organic cause, such as the dehydration of diabetes mellitus, diabetes insipidus, or a reaction to medication, or from a psychological cause. When untreated it can lead to water intoxication. | Chronic excessive intake of water; it may be from an organic cause, such as the dehydration of diabetes mellitus, diabetes insipidus, or a reaction to medication, or from a psychological cause. When untreated it can lead to water intoxication. | C54450 | FDA Patient Problem Code Hierarchy
FDA | C54450 | FDA Patient Problem Code Hierarchy | C26925 | Polymyositis | 1992 |  |  |  | An idiopathic inflammatory disorder affecting the muscles. It presents with symmetrical proximal muscle weakness and elevated skeletal muscle enzymes. | C54450 | FDA Patient Problem Code Hierarchy
FDA | C54450 | FDA Patient Problem Code Hierarchy | C50701 | Positive Antinuclear Antibodies (ANA) | 2015 |  | ANA, Positive Antinuclear Antibodies¦Antibodies (ANA), Positive Antinuclear¦Antinuclear Antibodies (ANA), Positive | Antibodies directed against nuclear antigens; almost invariably found in systemic lupus erythematosus and are frequently found in rheumatoid arthritis, scleroderma, Sjogren's Syndrome and mixed connective tissue disease. | Indicates that antibodies directed against nuclear antigens have been detected. | C54450 | FDA Patient Problem Code Hierarchy
FDA | C54450 | FDA Patient Problem Code Hierarchy | C25742 | Pregnancy | 3193 |  |  | The state or condition of having a developing embryo or fetus in the body (uterus), after union of an ovum and spermatozoon, during the period from conception to birth. | The state or condition of having a developing embryo or fetus in the body (uterus), after union of an ovum and spermatozoon, during the period from conception to birth. | C54450 | FDA Patient Problem Code Hierarchy
FDA | C54450 | FDA Patient Problem Code Hierarchy | C34945 | Pregnancy, Ectopic | 1819 |  | Ectopic Pregnancy | The state or condition of having a developing embryo or fetus in the body (outside the uterus), after union of an ovum and spermatozoon, during the period from conception to birth. | An abnormal pregnancy in which the conception is implanted outside the endometrial cavity. | C54450 | FDA Patient Problem Code Hierarchy
FDA | C54450 | FDA Patient Problem Code Hierarchy | C50706 | Pressure Sores/Ulcers | 2326 |  | Necrosis, Pressure¦Pressure, Necrosis¦Sores/Ulcers, Pressure¦Ulcers/Sores, Pressure | Death of tissue due to external pressure. | Death of tissue due to external pressure. | C3426 | Ulcer | 2274
FDA | C54450 | FDA Patient Problem Code Hierarchy | C36173 | Prolapse | 2475 |  |  |  | A condition in which an organ or body tissue drops or bulges out of place. | C54450 | FDA Patient Problem Code Hierarchy
FDA | C54450 | FDA Patient Problem Code Hierarchy | C50711 | Pseudoaneurysm | 2605 |  |  |  | The creation of hematoma outside the arterial wall following bleeding due to puncture of the arterial wall. Pseudoaneurysms can also occur in the heart chambers following myocardial infarction and bleeding. | C54450 | FDA Patient Problem Code Hierarchy
FDA | C54450 | FDA Patient Problem Code Hierarchy | C27298 | Ptosis | 2620 |  |  |  | The drooping of the upper eyelid. | C54450 | FDA Patient Problem Code Hierarchy
FDA | C54450 | FDA Patient Problem Code Hierarchy | C50585 | Pulmonary Arterial Wedge Pressure, High | 2480 |  | Arterial Wedge Pressure, High Pulmonary¦High Pulmonary Arterial Wedge Pressure¦Pressure, High Pulmonary Arterial Wedge¦Wedge Pressure, High Pulmonary Arterial | The measurement of the mean left arterial pressure, as measured by a catheter introduced into the distal pulmonary artery, is high. | The measurement of the mean left arterial pressure, as measured by a catheter introduced into the distal pulmonary artery, is high. | C54450 | FDA Patient Problem Code Hierarchy
FDA | C54450 | FDA Patient Problem Code Hierarchy | C50642 | Pulmonary Arterial Wedge Pressure, Low | 2479 |  | Arterial Wedge Pressure, Low Pulmonary¦Low Pulmonary Arterial Wedge Pressure¦Pressure, Low Pulmonary Arterial Wedge¦Wedge Pressure, Low Pulmonary Arterial | The measurement of the mean left pulmonary arterial pressure, as measured by a catheter introduced into the distal pulmonary artery, is low. | The measurement of the mean left pulmonary arterial pressure, as measured by a catheter introduced into the distal pulmonary artery, is low. | C54450 | FDA Patient Problem Code Hierarchy
FDA | C54450 | FDA Patient Problem Code Hierarchy | C50677 | Pulmonary Arterial Wedge Pressure, Normal | 2481 |  | Arterial Wedge Pressure, Normal Pulmonary¦Normal Pulmonary Arterial Wedge Pressure¦Pressure, Normal Pulmonary Arterial Wedge¦Wedge Pressure, Normal Pulmonary Arterial | The measurement of the mean left arterial pressure, as measured by a catheter introduced into the distal pulmonary artery, is normal. | The measurement of the mean left arterial pressure, as measured by a catheter introduced into the distal pulmonary artery, is normal. | C54450 | FDA Patient Problem Code Hierarchy
FDA | C54450 | FDA Patient Problem Code Hierarchy | C50712 | Pulmonary Dysfunction | 2019 |  | Dysfunction, Pulmonary |  |  | C54450 | FDA Patient Problem Code Hierarchy
FDA | C54450 | FDA Patient Problem Code Hierarchy | C26868 | Pulmonary Edema | 2020 |  | Edema, Pulmonary |  | Accumulation of fluid in the lung tissues causing disturbance of the gas exchange that may lead to respiratory failure. It is caused by direct injury to the lung parenchyma or congestive heart failure. The symptoms may appear suddenly or gradually. Suddenly appearing symptoms include difficulty breathing, feeling of suffocation, and coughing associated with frothy sputum. Gradually appearing symptoms include difficulty breathing while lying in bed, shortness of breath during activity, and weight gain (in patients with congestive heart failure). | C54450 | FDA Patient Problem Code Hierarchy
FDA | C54450 | FDA Patient Problem Code Hierarchy | C50713 | Pulmonary Embolism | 1498 |  | Embolism, Pulmonary | The closure of the pulmonary artery or one of its branches by an embolus, sometimes associated with infarction of the lung. | The obstruction of the pulmonary artery or one of its branches by an embolus, sometimes associated with infarction of the lung. | C26759 | Embolism | 1829
FDA | C54450 | FDA Patient Problem Code Hierarchy | C50714 | Pulmonary Infarction | 2021 |  | Infarction, Pulmonary | Localized necrosis of lung tissue caused by obstruction of the arterial blood supply, most often due to pulmonary embolism. | Localized necrosis of lung tissue caused by obstruction of the arterial blood supply, most often due to pulmonary embolism. | C54450 | FDA Patient Problem Code Hierarchy
FDA | C54450 | FDA Patient Problem Code Hierarchy | C51447 | Pulmonary Insufficiency | 2022 |  | Insufficiency, Pulmonary |  | Impairment of gas exchange within the lungs secondary to a disease process, neoplasm, or trauma, possibly resulting in hypoxia, hypercarbia, or both, but not requiring intubation or mechanical ventilation. Patients are normally managed with pharmaceutical therapy, supplemental oxygen, or both. | C54450 | FDA Patient Problem Code Hierarchy
FDA | C54450 | FDA Patient Problem Code Hierarchy | C50848 | Pulmonary Regurgitation | 2023 |  | Regurgitation, Pulmonary | The backflow of blood from the pulmonary artery into the right ventricle, owing to insufficiency of the pulmonic semilunar valve. | The backflow of blood from the pulmonary artery into the right ventricle, owing to insufficiency of the pulmonic semilunar valve. | C54450 | FDA Patient Problem Code Hierarchy
FDA | C54450 | FDA Patient Problem Code Hierarchy | C50715 | Pulmonary Stenosis | 2024 |  | Stenosis, Pulmonary | Narrowing of the opening between the pulmonary artery and the right ventricle, usually at the level of the valve leaflets. | Narrowing of the opening between the pulmonary artery and the right ventricle, usually at the level of the valve leaflets. | C62433 | Valvular Stenosis | 2697
FDA | C54450 | FDA Patient Problem Code Hierarchy | C50533 | Pulse Pressure, Diminished | 2606 |  | Pulse, Diminished |  | Weak or absent palpable pulse due to decreased arterial pulse pressure. | C54450 | FDA Patient Problem Code Hierarchy
FDA | C54450 | FDA Patient Problem Code Hierarchy | C50622 | Pulse, Irregular | 2469 |  | Irregular Pulse | A pulse that beats at irregular intervals. | Not rhythmic pulse irregular in beat or accent. | C54450 | FDA Patient Problem Code Hierarchy
FDA | C54450 | FDA Patient Problem Code Hierarchy | C50716 | Pupillary Block | 2026 |  | Block, Pupillary | An obstruction of the pupil. | An obstruction of the pupil. | C54450 | FDA Patient Problem Code Hierarchy
FDA | C54450 | FDA Patient Problem Code Hierarchy | C50717 | Purulent Discharge | 1812 |  | Discharge, Purulent | Consisting of or containing pus; associated with the formation of or caused by pus. | Pus-containing fluid that is draining from an orifice or wound. | C34548 | Fluid Discharge | 2686
FDA | C54450 | FDA Patient Problem Code Hierarchy | C50721 | Quadriplegia | 2449 |  |  | Paralysis of all four limbs. | Paralysis of all four limbs. | C54450 | FDA Patient Problem Code Hierarchy
FDA | C54450 | FDA Patient Problem Code Hierarchy | C61395 | R On T Phenomenon | 3163 |  |  | The occurrence of a premature ventricular complex near the peak of the T wave in electrocardiography; it may lead to ventricular tachycardia or fibrillation. | An electrocardiographic finding in which the R wave of a premature ventricular complex occurs on top of the T wave of the preceding beat. (CDISC) | C54450 | FDA Patient Problem Code Hierarchy
FDA | C54450 | FDA Patient Problem Code Hierarchy | C50722 | Radiation Burn | 1755 |  | Burn, Radiation | A burn caused by exposure to x-ray, radium, sunlight, atomic or any other type of radiant energy. | A burn caused by exposure to x-ray, radium, sunlight, atomic or any other type of radiant energy. | C34441 | Burn(s) | 1757
FDA | C54450 | FDA Patient Problem Code Hierarchy | C61401 | Radiation Exposure, Unintended | 3164 |  |  |  |  | C54450 | FDA Patient Problem Code Hierarchy
FDA | C54450 | FDA Patient Problem Code Hierarchy | C50862 | Radiation Overdose | 1510 |  | Overdose Of Radiation |  | A higher than intended cumulative dose of radiation to a single field. | C50873 | Overdose | 1988
FDA | C54450 | FDA Patient Problem Code Hierarchy | C50723 | Radiation Sickness Syndrome | 2256 |  | Sickness Syndrome, Radiation¦Syndrome, Radiation Sickness | Radiation induced skin desquamation. | The complex of symptoms characterizing the disease known as radiation injury, resulting from excessive exposure (greater than 200 rads or 2 gray) of the whole body (or large part) to ionizing radiation. The earliest of these symptoms are nausea, fatigue, vomiting, and diarrhea, which may be followed by epilation, hemorrhage, inflammation of the mouth and throat, and general loss of energy. In severe cases, where the radiation exposure has been approximately 1000 Rad (10 gray) or more, death may occur within two to four weeks. Those who survive six weeks after the receipt of a single large dose of radiation to the whole body may generally be expected to recover. (U.S. Nuclear Regulatory Commission). | C54450 | FDA Patient Problem Code Hierarchy
FDA | C54450 | FDA Patient Problem Code Hierarchy | C52354 | Radiation Underdose | 2166 |  | Underdose, Radiation |  | An inadequate amount of a radiation treatment. | C50428 | Underdose | 2542
FDA | C54450 | FDA Patient Problem Code Hierarchy | C3349 | Radiodermatitis | 2255 |  |  | A cutaneous inflammatory reaction occurring as a result of exposure to biologically effective levels of ionizing radiation. | A cutaneous inflammatory reaction occurring as a result of exposure to biologically effective levels of ionizing radiation. | C2983 | Skin Inflammation | 2443
FDA | C54450 | FDA Patient Problem Code Hierarchy | C50637 | Range Of Motion, Loss Of | 2032 |  | Loss Of Range Of Motion¦Motion, Loss Of Range Of |  | A finding that the flexibility of a joint is below the expected range of normal for that individual. | C54450 | FDA Patient Problem Code Hierarchy
FDA | C54450 | FDA Patient Problem Code Hierarchy | C39594 | Rash | 2033 |  |  |  | Any change in the skin which affects its appearance or texture. A rash may be localized to one part of the body, or affect all the skin. Rashes may cause the skin to change color, itch, become warm, bumpy, dry, cracked or blistered, swell and may be painful. | C54450 | FDA Patient Problem Code Hierarchy
FDA | C54450 | FDA Patient Problem Code Hierarchy | C50724 | Raynauds Phenomenon | 2034 |  | Phenomenon, Raynauds | Intermittent bilateral attacks of ischemia of the fingers or toes and sometimes of the ears or nose, marked by severe pallor, and often accompanied by paresthesia and pain. | An episodic vasoconstriction resulting in discoloration of the skin and pain in the affected areas, often involving fingers or toes. Classically associated with triphasic color changes (white, blue, red) but may be biphasic. Often occurs in response to cold temperatures or emotional stress. May be primary or secondary to an underlying autoimmune disease. | C54450 | FDA Patient Problem Code Hierarchy
FDA | C54450 | FDA Patient Problem Code Hierarchy | C25637 | Reaction | 2414 |  |  |  | A response generated by a stimulus. | C54450 | FDA Patient Problem Code Hierarchy
FDA | C54450 | FDA Patient Problem Code Hierarchy | C3508 | Reaction, Injection Site | 2442 |  | Injection Site Reaction |  | An intense reaction (usually immunologic) developing at the site of injection | C25637 | Reaction | 2414
FDA | C54450 | FDA Patient Problem Code Hierarchy | C50419 | Reaction, Local | 2035 |  | Local Reaction |  | A regionally-limited response to an antigen, which may include inflammation, induration, erythema, pruritus or pain. | C25637 | Reaction | 2414
FDA | C54450 | FDA Patient Problem Code Hierarchy | C50725 | Red Eye(s) | 2038 |  | Eye(s), Red | Lay term applied to any condition with dilation of conjunctival or ciliary blood vessels; innumerable causes, especially irritation and infection. | Lay term applied to any condition with dilation of conjunctival or ciliary blood vessels; innumerable causes, especially irritation and infection. | C54450 | FDA Patient Problem Code Hierarchy
FDA | C54450 | FDA Patient Problem Code Hierarchy | C50726 | Regurgitation | 2259 |  |  | Flow in the opposite direction from normal, as the casting up of undigested food or gas from the stomach, or the backward flowing of blood into the heart, or between the chambers of the heart when a valve is incompetent. | Flow in the opposite direction from normal, as the casting up of undigested food or gas from the stomach, or the backward flowing of blood into the heart, or between the chambers of the heart when a valve is incompetent. | C54450 | FDA Patient Problem Code Hierarchy
FDA | C54450 | FDA Patient Problem Code Hierarchy | C50797 | Regurgitation, Valvular | 2335 |  | Valvular Regurgitation | Regurgitation of the blood of the heart valves owning to imperfect closing, insufficiency or incompetency of the valves. | Regurgitation of the blood of the heart valves owning to imperfect closing, insufficiency or incompetency of the valves. | C50796 | Insufficiency, Valvular | 1926
FDA | C54450 | FDA Patient Problem Code Hierarchy | C50820 | Reinfusion | 2403 |  |  |  | The infusion of autogenic body fluid that has previously been withdrawn from the patient. | C54450 | FDA Patient Problem Code Hierarchy
FDA | C54450 | FDA Patient Problem Code Hierarchy | C9439 | Renal Disease, End Stage | 2039 |  | Disease (ESRD), End Stage Renal¦ESRD, End Stage Renal Disease¦End Stage Renal Disease (ESRD)¦Renal Disease (ESRD), End Stage | Chronic, irreversible renal failure. | Long-standing and persistent renal disease with glomerular filtration rate (GFR) less than 15 ml/min. | C54450 | FDA Patient Problem Code Hierarchy
FDA | C54450 | FDA Patient Problem Code Hierarchy | C4376 | Renal Failure | 2041 |  | Failure, Renal |  | An acute or chronic condition that is characterized by the inability of the kidneys to adequately filter the blood. | C54450 | FDA Patient Problem Code Hierarchy
FDA | C54450 | FDA Patient Problem Code Hierarchy | C50727 | Reocclusion | 1985 |  |  |  |  | C54450 | FDA Patient Problem Code Hierarchy
FDA | C54450 | FDA Patient Problem Code Hierarchy | C50728 | Respiratory Acidosis | 2482 |  | Acidosis, Respiratory | A state due to excess retention of carbon dioxide in the body. | A condition in which the blood pH is less than normal, secondary to impaired gas exchange. | C54450 | FDA Patient Problem Code Hierarchy
FDA | C54450 | FDA Patient Problem Code Hierarchy | C50729 | Respiratory Alkalosis | 2483 |  |  | A pathologic condition resulting from accumulation of base, or from loss of acid without comparable loss of base in the body fluids, and characterized by decrease in hydrogen ion concentration. | A condition in which the blood pH is greater than normal, secondary to impaired gas exchange. | C54450 | FDA Patient Problem Code Hierarchy
FDA | C54450 | FDA Patient Problem Code Hierarchy | C27165 | Respiratory Distress | 2045 |  | Distress, Respiratory |  | A pathological increase in the effort and frequency of breathing movements. | C54450 | FDA Patient Problem Code Hierarchy
FDA | C54450 | FDA Patient Problem Code Hierarchy | C27560 | Respiratory Distress Syndrome Of Newborns | 2046 |  | Newborns (RDS), Respiratory Distress Syndrome Of¦RDS Of Newborns¦RDS, Respiratory Distress Syndrome Of Newborns¦Respiratory Distress Syndrome Of Newborns (RDS)¦Syndrome Of Newborns (RDS), Respiratory Distress | A condition of the newborn marked by dyspnea with cyanosis, most frequently occurring in premature infants, children of diabetic mothers and infants delivered by cesarean section, and sometimes with no predisposing cause. | A condition beginning in the first day of life that results from inadequate surfactant production, causing increased work of breathing and impaired gas exchange. | C54450 | FDA Patient Problem Code Hierarchy
FDA | C54450 | FDA Patient Problem Code Hierarchy | C26872 | Respiratory Failure | 2484 |  | Failure, Respiratory |  | The significant impairment of gas exchange within the lungs resulting in hypoxia, hypercarbia, or both, to the extent that organ tissue perfusion is severely compromised. Causes include chronic obstructive pulmonary disease, asthma, emphysema, acute respiratory distress syndrome, pneumonia, pulmonary edema, pneumothorax, and congestive heart failure. Treatment requires intubation and mechanical ventilation until the time the lungs recover sufficient function. | C54450 | FDA Patient Problem Code Hierarchy
FDA | C54450 | FDA Patient Problem Code Hierarchy | C50474 | Respiratory Rate, Decreased | 2485 |  | Decreased Respiratory Rate¦Rate Of Respiration, Decreased |  | Abnormal decrease of rate of breathing. | C54450 | FDA Patient Problem Code Hierarchy
FDA | C54450 | FDA Patient Problem Code Hierarchy | C50767 | Respiratory Rate, Increased | 2486 |  | Increased Respiratory Rate¦Rate Of Respiration, Increased |  | Abnormal increase of rate of breathing. | C54450 | FDA Patient Problem Code Hierarchy
FDA | C54450 | FDA Patient Problem Code Hierarchy | C50731 | Retina, Damage To | 2048 |  | Damage To Retina |  | Injury to the retina due to advanced age, toxicity, exposure to bright lights, or trauma. | C34602 | Eye Injury | 1845
FDA | C54450 | FDA Patient Problem Code Hierarchy | C34979 | Retina, Degeneration Of | 2049 |  | Degeneration Of Retina |  | Degeneration of the retina. | C54450 | FDA Patient Problem Code Hierarchy
FDA | C54450 | FDA Patient Problem Code Hierarchy | C50732 | Retina, Tear(s) In | 2050 |  |  |  | A usually small tearing of the retina occurring when the vitreous separates from the retina. It may lead to retinal detachment. Symptoms include flashes and floaters. | C50731 | Retina, Damage To | 2048
FDA | C54450 | FDA Patient Problem Code Hierarchy | C34882 | Rheumatic Heart Disease | 2053 |  | Disease, Rheumatic Heart¦Heart Disease, Rheumatic |  | An autoinflammatory condition following an infection with Group A Beta Hemolytic Streptococcus (GABHS), in which the heart is attacked by antibodies formed in reaction to a recent GABHS infection. Chief anatomic changes of the valve include leaflet thickening, commissural fusion, and shortening and thickening of the tendinous cords, all of which can result in valvular dysfunction. | C54450 | FDA Patient Problem Code Hierarchy
FDA | C54450 | FDA Patient Problem Code Hierarchy | C50733 | Right Ventricular Dysfunction | 2054 |  | Dysfunction, Right Ventricular |  | Impairment of the right ventricular function associated with low ejection fraction and decreased motility of the right ventricular wall. | C54450 | FDA Patient Problem Code Hierarchy
FDA | C54450 | FDA Patient Problem Code Hierarchy | C50846 | Right Ventricular Failure | 2055 |  | Failure, Right Ventricular¦Ventricular Failure, Right | Failure of proper functioning of the right ventricle, with venous engorgement, hepatic enlargement, and subcutaneous edema. | Failure of proper functioning of the right ventricle, with venous engorgement, hepatic enlargement, and subcutaneous edema. | C50733 | Right Ventricular Dysfunction | 2054
FDA | C54450 | FDA Patient Problem Code Hierarchy | C50734 | Right Ventricular Hypertrophy | 2056 |  | Hypertrophy, Right Ventricular¦Ventricular Hypertrophy, Right | Enlargement or overgrowth of the myocardium of the right ventricle, due chronic pressure overload. | Enlargement or overgrowth of the myocardium of the right ventricle, due chronic pressure overload. | C54450 | FDA Patient Problem Code Hierarchy
FDA | C54450 | FDA Patient Problem Code Hierarchy | C9445 | Rupture | 2208 |  |  |  | Forcible tearing or disruption of tissue. | C3671 | Injury | 2348
FDA | C54450 | FDA Patient Problem Code Hierarchy | C50827 | Scar Excision | 2358 |  | Excision, Scar |  | A surgical procedure to reduce the appearance of a scar. | C54450 | FDA Patient Problem Code Hierarchy
FDA | C54450 | FDA Patient Problem Code Hierarchy | C50737 | Scar Tissue | 2060 |  | Cicatrix¦Tissue, Scar | Formation of new tissue formed in the healing of a wound. | Formation of new tissue formed in the healing of a wound. | C54450 | FDA Patient Problem Code Hierarchy
FDA | C54450 | FDA Patient Problem Code Hierarchy | C34483 | Scarring | 2061 |  |  |  | A permanent mark left on the skin in the process of wound healing. | C3044 | Fibrosis | 3167
FDA | C54450 | FDA Patient Problem Code Hierarchy | C26746 | Scleroderma | 2062 |  |  |  | A localized or systemic chronic and progressive autoimmune disorder characterized by thickening of the skin and the connective tissues. Localized scleroderma affects only the skin. Systemic scleroderma affects internal organs, including the heart, lungs, gastrointestinal tract, and kidneys. | C2889 | Autoimmune Disease | 1732
FDA | C54450 | FDA Patient Problem Code Hierarchy | C76131 | Second-Degree Burn | 2694 |  |  | A partial thickness burn that affects both the outer and underlying layer of skin causing pain, redness, swelling and blistering. | An injury that includes the entire epidermis and upper layers of the dermis due to a chemical, friction, radiation or thermal exposure. The affected area appears as moist red or white skin that does not blanch. Often it is painful with the presence of blisters. | C34441 | Burn(s) | 1757
FDA | C54450 | FDA Patient Problem Code Hierarchy | C21097 | Sedation | 2368 |  |  |  | The process of allaying nervous excitement or the state of being calmed. (Taber's) | C54450 | FDA Patient Problem Code Hierarchy
FDA | C54450 | FDA Patient Problem Code Hierarchy | C2962 | Seizures | 2063 |  | Convulsion |  | Sudden, involuntary skeletal muscular contractions of cerebral or brain stem origin. | C54450 | FDA Patient Problem Code Hierarchy
FDA | C54450 | FDA Patient Problem Code Hierarchy | C50436 | Seizures, Absence | 2261 |  | Petit-Mal Seizures¦Seizures, Petit-Mal | The seizure seen in absence epilepsy, consisting of a sudden momentary break in consciousness of thought or activity, often accompanied by automatisms or clonic movements, especially of the eyelids. | Generalized seizure that manifests in a form of a brief episode of impairment of consciousness with or without accompanying motor phenomena such as clonic-tonic components, automatisms, or autonomic components. | C2962 | Seizures | 2063
FDA | C54450 | FDA Patient Problem Code Hierarchy | C50689 | Seizures, Focal | 2260 |  | Focal Seizures | Partial seizure. | A transitory alteration in movement, sensation or autonomic nerve function due to abnormal electric activity in a localized area of the cerebral cortex, usually without change in awareness or alertness. Symptoms vary with different lesion locations and may include but not limited to the motor (e.g. rhythmic muscle contractions in one area of the body), somatosensory and sensory alterations manifested by abnormal numbness, paresthesias or other hallucinations, including several types of aura; autonomic and psychic symptoms, e.g. with changes in speech, thought, personality, mood, sensation of deja vu or hallucinations. | C2962 | Seizures | 2063
FDA | C54450 | FDA Patient Problem Code Hierarchy | C50847 | Seizures, Focal Motor | 2064 |  | Focal Motor Seizures | A simple partial seizure consisting of clonus or spasm of a muscle or muscle group; it may be single or in a continuous and repetitive series or may spread to adjacent muscles. | A simple partial seizure consisting of clonus or spasm of a muscle or muscle group; it may be single or in a continuous and repetitive series or may spread to adjacent muscles. | C50689 | Seizures, Focal | 2260
FDA | C54450 | FDA Patient Problem Code Hierarchy | C50574 | Seizures, Grand-Mal | 2168 |  | Grand-Mal Seizures | A symptomatic form of epilepsy often preceded by an aura; characterized by loss of consciousness with generalized tonic- clonic seizures. | A generalized tonic-clinic seizure, characterized by loss of consciousness. This type of seizure may be preceded by an aura and is frequently followed by a period of confusion and lethargy (post-ictal state). | C2962 | Seizures | 2063
FDA | C54450 | FDA Patient Problem Code Hierarchy | C3364 | Sepsis | 2067 |  |  |  | The presence of pathogenic microorganisms in the blood stream causing a rapidly progressing systemic reaction that may lead to shock. Symptoms include fever, chills, tachycardia, and increased respiratory rate. It is a medical emergency that requires urgent medical attention. | C54450 | FDA Patient Problem Code Hierarchy
FDA | C54450 | FDA Patient Problem Code Hierarchy | C50739 | Seroma | 2069 |  |  | A tumor-like collection of serum in the tissues. | A collection of serum in the body. | C54450 | FDA Patient Problem Code Hierarchy
FDA | C54450 | FDA Patient Problem Code Hierarchy | C38038 | Shaking/Tremors | 2515 |  | Tremors/Shaking |  | The shaking movement of the whole body or just a certain part of it, often caused by problems of the neurons responsible for muscle action. | C54450 | FDA Patient Problem Code Hierarchy
FDA | C54450 | FDA Patient Problem Code Hierarchy | C35016 | Shock | 2072 |  |  |  | A life-threatening condition that requires immediate medical intervention. It is characterized by reduced blood flow that may result in damage of multiple organs. Types of shock include cardiogenic, hemorrhagic, septic, anaphylactic, and traumatic shock. | C54450 | FDA Patient Problem Code Hierarchy
FDA | C54450 | FDA Patient Problem Code Hierarchy | C50452 | Shock, Acoustic | 1693 |  | Acoustic Shock |  | Neurophysiological and psychological symptoms caused by sudden and unexpected loud noise. | C3671 | Injury | 2348
FDA | C54450 | FDA Patient Problem Code Hierarchy | C50460 | Shock, Anaphylactic | 1703 |  | Anaphylactic Shock¦Anaphylaxis | Systemic anaphylaxis is the most dramatic example of an immediate hypersensitivity reaction; is uncommon and unexpected in nature and occasionally results in a fatal outcome. | Progression of anaphylaxis into systemic shock, which is characterized by significant reduction in tissue perfusion which leads to hypoxia and hypotension, and can lead to death if untreated. | C35016 | Shock | 2072
FDA | C54450 | FDA Patient Problem Code Hierarchy | C50482 | Shock, Cardiogenic | 2262 |  | Cardiogenic Shock | Shock resulting from primary failure of the heart in its pumping function, as in myocardial infarction, severe cardiomyopathy, or mechanical obstruction or compression of the heart. | Shock resulting from primary failure of the heart in its pumping function, as in myocardial infarction, severe cardiomyopathy, or mechanical obstruction or compression of the heart. | C35016 | Shock | 2072
FDA | C54450 | FDA Patient Problem Code Hierarchy | C50596 | Shock, Hypovolemic | 1917 |  | Hypovolemic Shock | Shock resulting from insufficient blood volume for the maintenance of adequate cardiac output, blood pressure and tissue perfusion. | Shock resulting from insufficient blood volume for the maintenance of adequate cardiac output, blood pressure and tissue perfusion. | C35016 | Shock | 2072
FDA | C54450 | FDA Patient Problem Code Hierarchy | C50615 | Shock, Insulin | 2264 |  | Insulin Shock | A hypoglycemic reaction to overdosage of insulin, a skipped meal, or strenuous exercise in an insulin-dependent diabetic. | A hypoglycemic reaction to overdosage of insulin, a skipped meal, or strenuous exercise in an insulin-dependent diabetic. | C35016 | Shock | 2072
FDA | C54450 | FDA Patient Problem Code Hierarchy | C50671 | Shock, Neurogenic | 2265 |  | Neurogenic Shock | Shock resulting from neurogenic vasodilation, which can be produced by cerebral trauma or hemorrhage, spinal cord injury, deep general or spinal anesthesia, or toxic central nervous system depression. | Shock resulting from neurogenic vasodilation, which can be produced by cerebral trauma or hemorrhage, spinal cord injury, deep general or spinal anesthesia, or toxic central nervous system depression. | C35016 | Shock | 2072
FDA | C54450 | FDA Patient Problem Code Hierarchy | C50703 | Shock, Postoperative | 2266 |  | Postoperative Shock | A state of shock following a surgical operation. | A state of shock following a surgical operation. | C35019 | Shock, Surgical | 2267
FDA | C54450 | FDA Patient Problem Code Hierarchy | C35018 | Shock, Septic | 2068 |  | Septic Shock |  | A state of acute circulatory failure characterized by persistent arterial hypotension despite adequate fluid resuscitation or by tissue hypoperfusion unexplained by other causes. | C35016 | Shock | 2072
FDA | C54450 | FDA Patient Problem Code Hierarchy | C35019 | Shock, Surgical | 2267 |  | Surgical Shock |  | Hypoperfusion of body tissues occurring during or after a surgical procedure, and resulting in cellular injury and vital organ dysfunction. | C35016 | Shock | 2072
FDA | C54450 | FDA Patient Problem Code Hierarchy | C50782 | Shock, Traumatic | 2268 |  | Traumatic Shock | Any shock produced by trauma. | Any shock produced by trauma. | C35016 | Shock | 2072
FDA | C54450 | FDA Patient Problem Code Hierarchy | C50741 | Sinus, Perforation Of | 2277 |  | Perforation Of Sinus |  | A rupture in the sinus tissue due to traumatic or pathologic processes. | C4080 | Perforation | 2001
FDA | C54450 | FDA Patient Problem Code Hierarchy | C26883 | Sjogren's Syndrome | 2073 |  | Syndrome, Sjogren's |  | An autoimmune disorder affecting the salivary and lacrimal glands. Morphologically, it is characterized by the presence of lymphocytic and plasmacytic infiltrates which cause destruction of these glands. It results in dry mouth and dry eyes. It may be associated with the presence of other autoimmune disorders, including rheumatoid arthritis and lupus erythematosus. | C2889 | Autoimmune Disease | 1732
FDA | C54450 | FDA Patient Problem Code Hierarchy | C3327 | Skin Discoloration | 2074 |  | Discoloration Of Skin |  | Abnormal skin coloration. | C54450 | FDA Patient Problem Code Hierarchy
FDA | C54450 | FDA Patient Problem Code Hierarchy | C50845 | Skin Erosion | 2075 |  | Erosion, Skin | A gradual breakdown or very shallow ulceration of the skin which involves only the epidermis and heals without scarring. | Tearing or wearing off of skin. | C50443 | Erosion | 1750
FDA | C54450 | FDA Patient Problem Code Hierarchy | C2983 | Skin Inflammation | 2443 |  | Inflammation Of Skin |  | An inflammatory process affecting the skin. Signs include red rash, itching, and blister formation. Representative examples are contact dermatitis, atopic dermatitis, and seborrheic dermatitis. | C54450 | FDA Patient Problem Code Hierarchy
FDA | C54450 | FDA Patient Problem Code Hierarchy | C50743 | Skin Irritation | 2076 |  | Irritation Of Skin |  | A mild inflammatory dermal tissue reaction; it can be caused by physical contact with an irritant or can be a local response to a systemic trigger. | C50624 | Irritation | 1941
FDA | C54450 | FDA Patient Problem Code Hierarchy | C50744 | Skin Tears | 2516 |  |  |  | A break in skin tissue caused by friction or shearing. | C54450 | FDA Patient Problem Code Hierarchy
FDA | C54450 | FDA Patient Problem Code Hierarchy | C3376 | Sleep Disturbances | 2517 |  | Disturbances, Sleep |  | A change from the patient's baseline sleeping pattern, in the hours slept and/or an alteration/dysfunction in the stages of sleep. | C54450 | FDA Patient Problem Code Hierarchy
FDA | C54450 | FDA Patient Problem Code Hierarchy | C50746 | Sneezing | 2251 |  |  |  | A symptom consisting of the involuntary expulsion of air from the nose. | C54450 | FDA Patient Problem Code Hierarchy
FDA | C54450 | FDA Patient Problem Code Hierarchy | C50747 | Sore Throat | 2396 |  | Throat, Sore |  | Any kind of inflammatory process of the tonsils, pharynx, or/and larynx characterized by pain in swallowing. | C54450 | FDA Patient Problem Code Hierarchy
FDA | C54450 | FDA Patient Problem Code Hierarchy | C50750 | Spinal Cord Injury | 2432 |  | Injury, Spinal Cord |  | Traumatic damage of the spinal cord. | C4974 | Nervous System Injury | 2689
FDA | C54450 | FDA Patient Problem Code Hierarchy | C50751 | Spinal Injury | 2081 |  | Injury, Spinal |  | Damage to the spine that results in impaired function. | C3671 | Injury | 2348
FDA | C54450 | FDA Patient Problem Code Hierarchy | C35035 | Sprain | 2083 |  |  |  | A stretching or tearing of a ligament. | C3671 | Injury | 2348
FDA | C54450 | FDA Patient Problem Code Hierarchy | C41330 | ST Segment Depression | 2487 |  | Depression, ST Segment |  | An electrocardiographic finding of ST segment depression below the baseline, often described as up sloping, down sloping or horizontal. | C54450 | FDA Patient Problem Code Hierarchy
FDA | C54450 | FDA Patient Problem Code Hierarchy | C50540 | ST Segment Elevation | 2059 |  | Elevation, ST Segment | Evaluation of the interval from the end of ventricular depolarization to the onset of the T wave; it is usually isoelectric in normal subjects. | An electrocardiographic finding of ST segment elevation above the baseline. | C54450 | FDA Patient Problem Code Hierarchy
FDA | C54450 | FDA Patient Problem Code Hierarchy | C50752 | Stacking Breaths | 1593 |  | Breaths, Stacking | Condition where there are a greater number of inhalations relative to the number of exhalations. | Condition where there are a greater number of inhalations relative to the number of exhalations. | C54450 | FDA Patient Problem Code Hierarchy
FDA | C54450 | FDA Patient Problem Code Hierarchy | C50921 | Staphylococcus Aureus | 2058 |  | S. aureus |  | A common bacterial species found especially on nasal mucous membrane and skin (hair follicles); bacterial species that produces exotoxins including those that cause toxic shock syndrome, with resulting skin rash, and renal, hepatic, and central nervous system disease, and an enterotoxin associated with food poisoning; it causes furunculosis, cellulitis, pyemia, pneumonia, osteomyelitis, endocarditis, suppuration of wounds, other infections; also a cause of infection in burn patients; humans are the chief reservoir. | C54450 | FDA Patient Problem Code Hierarchy
FDA | C54450 | FDA Patient Problem Code Hierarchy | C50754 | Stenosis | 2263 |  | Stricture | Narrowing or stricture of a duct or canal. | Narrowing or stricture of a vessel, duct or canal. | C54450 | FDA Patient Problem Code Hierarchy
FDA | C54450 | FDA Patient Problem Code Hierarchy | C50664 | Stiffness, Neck | 2434 |  | Neck Stiffness |  | Limited mobility of the neck, usually accompanied by pain. | C54450 | FDA Patient Problem Code Hierarchy
FDA | C54450 | FDA Patient Problem Code Hierarchy | C50756 | Strangulation | 2084 |  |  | Chocking or arrest of respiration due to occlusion of the air passageway; arrest of circulation in a part due to compression. | Chocking or arrest of respiration due to occlusion of the air passageway; arrest of circulation in a part due to compression. | C3671 | Injury | 2348
FDA | C54450 | FDA Patient Problem Code Hierarchy | C50911 | Sudden Cardiac Death | 2510 |  | Cardiac Death, Sudden¦Death, Sudden Cardiac |  | An unexpected natural death from a cardiac cause within a short time period from the onset of symptoms. | C28554 | Death | 1802
FDA | C54450 | FDA Patient Problem Code Hierarchy | C50762 | Suffocation | 2088 |  |  | The stopping of respiration or the asphyxia that results from it. | The stopping of respiration or the asphyxia that results from it. | C54450 | FDA Patient Problem Code Hierarchy
FDA | C54450 | FDA Patient Problem Code Hierarchy | C50763 | Sunset Syndrome | 2089 |  | Syndrome, Sunset | Decentration, or malposition of intraocular lens; zonular dehiscence or lens malposition caused by zonular or parsplana fixation. | Decentration, or malposition of intraocular lens; zonular dehiscence or lens malposition caused by zonular or parsplana fixation. | C54450 | FDA Patient Problem Code Hierarchy
FDA | C54450 | FDA Patient Problem Code Hierarchy | C50868 | Suture Abrasion | 2497 |  |  |  | Wearing away of the surface of a suture as a result of bending and frictional forces. | C50449 | Abrasion | 1689
FDA | C54450 | FDA Patient Problem Code Hierarchy | C36172 | Sweating | 2444 |  |  |  | A watery secretion by the sweat glands that is primarily composed of salt, urea and minerals. | C54450 | FDA Patient Problem Code Hierarchy
FDA | C54450 | FDA Patient Problem Code Hierarchy | C3399 | Swelling | 2091 |  |  |  | Enlargement; expansion in size; sign of inflammation | C54450 | FDA Patient Problem Code Hierarchy
FDA | C54450 | FDA Patient Problem Code Hierarchy | C50764 | Swollen Glands | 2092 |  | Glands, Swollen |  | An enlarged lymph node. Causes include viral and bacterial infections and cancers that affect the lymph nodes. | C54450 | FDA Patient Problem Code Hierarchy
FDA | C54450 | FDA Patient Problem Code Hierarchy | C50765 | Swollen Lymph Nodes | 2093 |  | Lymph Nodes, Swollen¦Nodes, Swollen Lymph |  | The presence of an enlarged lymph node. | C54450 | FDA Patient Problem Code Hierarchy
FDA | C54450 | FDA Patient Problem Code Hierarchy | C35053 | Syncope | 1610 |  | Faint |  | A spontaneous loss of consciousness caused by insufficient blood supply to the brain. | C54450 | FDA Patient Problem Code Hierarchy
FDA | C54450 | FDA Patient Problem Code Hierarchy | C50766 | Synovitis | 2094 |  |  | Inflammation of a synovial membrane. | Inflammation of a synovial membrane. | C54450 | FDA Patient Problem Code Hierarchy
FDA | C54450 | FDA Patient Problem Code Hierarchy | C38029 | Tachycardia | 2095 |  | Heart Rate, Increased¦Increased Heart Rate |  | An abnormally rapid heart rate. Thresholds for different age, gender, and patient populations exist. | C54450 | FDA Patient Problem Code Hierarchy
FDA | C54450 | FDA Patient Problem Code Hierarchy | C50552 | Tearing, Excessive | 2235 |  | Excessive Tearing |  | Profuse lacrimation. | C54450 | FDA Patient Problem Code Hierarchy
FDA | C54450 | FDA Patient Problem Code Hierarchy | C50778 | Teeth, Sensitivity Of | 2427 |  | Sensitivity Of Tooth |  | Pain or discomfort caused by exposure of the dentin layer of tooth to thermal, tactile, or other stimuli. | C54450 | FDA Patient Problem Code Hierarchy
FDA | C54450 | FDA Patient Problem Code Hierarchy | C50844 | Tentorial Tears | 2097 |  | Tears, Tentorial | Pertaining to tears involving the tentorium of the cerebellum. | Pertaining to tears involving the tentorium of the cerebellum. | C50440 | Brain Injury | 2219
FDA | C54450 | FDA Patient Problem Code Hierarchy | C50916 | Teratogenic Effects | 2273 |  | Effects, Teratogenic |  | The result of processes that negatively affect a developing fetus. | C54450 | FDA Patient Problem Code Hierarchy
FDA | C54450 | FDA Patient Problem Code Hierarchy | C36292 | Test Result | 2695 |  |  |  | The outcome of a laboratory test. | C54450 | FDA Patient Problem Code Hierarchy
FDA | C54450 | FDA Patient Problem Code Hierarchy | C50789 | Therapeutic Effects, Unexpected | 2099 |  | Effects, Unexpected Therapeutic¦Unexpected Therapeutic Effects |  | Unanticipated desirable and beneficial effects resulting from a medical treatment. | C54450 | FDA Patient Problem Code Hierarchy
FDA | C54450 | FDA Patient Problem Code Hierarchy | C50526 | Therapeutic Response, Decreased | 2271 |  | Decreased Therapeutic Response¦Response, Decreased Therapeutic |  | A reduction in the desirable and beneficial effects resulting from a medical treatment. | C54450 | FDA Patient Problem Code Hierarchy
FDA | C54450 | FDA Patient Problem Code Hierarchy | C50611 | Therapeutic Response, Increased | 2272 |  | Increased Therapeutic Response¦Response, Increased Therapeutic |  | An increase in the desirable and beneficial effects resulting from a medical treatment. | C54450 | FDA Patient Problem Code Hierarchy
FDA | C54450 | FDA Patient Problem Code Hierarchy | C76132 | Third-Degree Burn | 2696 |  |  | A full thickness burn that extends into deeper tissues causing white or blackened and charred skin that may be numb. | An injury that includes all skin layers into the subcutaneous tissue due to chemical, friction, radiation or thermal exposure. The affected area appears dry and thickened; damage to nerve endings usually renders the wound painless. | C34441 | Burn(s) | 1757
FDA | C54450 | FDA Patient Problem Code Hierarchy | C28195 | Thromboembolism | 2654 |  |  |  | Occlusion of the lumen of a vessel by a thrombus that has migrated from a distal site via the blood stream. | C26759 | Embolism | 1829
FDA | C54450 | FDA Patient Problem Code Hierarchy | C26891 | Thrombosis | 2100 |  |  |  | The formation of a blood clot in the lumen of a vessel or heart chamber; causes include coagulation disorders and vascular endothelial injury. | C54450 | FDA Patient Problem Code Hierarchy
FDA | C54450 | FDA Patient Problem Code Hierarchy | C27083 | Thrombus | 2101 |  |  | An aggregation of blood factors, primarily platelets and fibrin with entrapment of cellular elements, frequently causing vascular obstruction at the point of its formation. | An aggregation of blood factors, primarily platelets and fibrin with entrapment of cellular elements, frequently causing vascular obstruction at the point of its formation. | C54450 | FDA Patient Problem Code Hierarchy
FDA | C54450 | FDA Patient Problem Code Hierarchy | C50770 | Thyroid Problems | 2102 |  | Problems, Thyroid |  |  | C54450 | FDA Patient Problem Code Hierarchy
FDA | C54450 | FDA Patient Problem Code Hierarchy | C50771 | Tingling | 2171 |  |  | A sensation as of repetitive pin pricks, caused by cold or by striking a nerve, or as a result of various diseases of the central or peripheral nervous system. | A sensation as of repetitive pin pricks, caused by cold or by striking a nerve, or as a result of various diseases of the central or peripheral nervous system. | C54450 | FDA Patient Problem Code Hierarchy
FDA | C54450 | FDA Patient Problem Code Hierarchy | C50772 | Tinnitus | 2103 |  | Ears, Ringing In¦Ringing In Ears | A noise in the ears, such as ringing, buzzing, roaring, clicking. | Abnormal perception of sounds experienced by an individual in the absence of auditory stimulation. | C54450 | FDA Patient Problem Code Hierarchy
FDA | C54450 | FDA Patient Problem Code Hierarchy | C61375 | Tissue Breakdown | 2681 |  |  |  | A process caused by injury or disease or aging and characterized by a partial/complete disruption of tissue. The disruption may be temporary or permanent and may be associated with either (1) impairment or (2) loss of function of the affected organ(s) or system(s). | C50773 | Tissue Damage | 2104
FDA | C54450 | FDA Patient Problem Code Hierarchy | C50773 | Tissue Damage | 2104 |  | Damage, Tissue |  |  | C3671 | Injury | 2348
FDA | C54450 | FDA Patient Problem Code Hierarchy | C50779 | Torsades-de-Pointes | 2107 |  |  | Fringe of pointed tips; An atypical rapid ventricular tachycardia with periodic waxing and waning of amplitude of the QRS complexes on the electrogram as well as rotation of the complexes about the isoelectric line. | An electrocardiographic finding of an atypical rapid polymorphic ventricular tachycardia with a characteristic rotation of the QRS complex around the isoelectric baseline, occurring in the setting of a prolonged QT interval. In addition, the QRS complex displays a periodic waxing and waning of amplitude on the electrocardiogram. | C50802 | Ventricular Tachycardia | 2132
FDA | C54450 | FDA Patient Problem Code Hierarchy | C50780 | Toxemia | 2207 |  |  | The condition resulting from the spread of bacterial products (toxins) by the bloodstream. | The condition resulting from the spread of bacterial products (toxins) by the bloodstream. | C2890 | Infection, Bacterial | 1735
FDA | C54450 | FDA Patient Problem Code Hierarchy | C35498 | Toxic Shock Syndrome | 2108 |  | Shock Syndrome (TSS), Toxic¦Syndrome (TSS), Toxic Shock¦TSS, Toxic Shock Syndrome¦Toxic Shock Syndrome, (TSS) | A severe illness caused by infection with staphylococcus aureus and characterized by high fever of sudden onset, vomiting, diarrhea, and myalgia, followed by hypotension and in severe cases, shock; a sunburn-like rash with peeling of the skin, especially of the palms and soles, occurs during the acute phase. | A rare acute life-threatening systemic bacterial noncontagious illness caused by any of several related staphylococcal exotoxins. It is characterized by high fever, hypotension, rash, multi-organ dysfunction, and cutaneous desquamation during the early convalescent period. The toxins affect the host immune system, causing an exuberant and pathological host inflammatory response. Laboratory findings include leukocytosis, elevated prothrombin time, hypoalbuminemia, hypocalcemia, and pyuria. | C54450 | FDA Patient Problem Code Hierarchy
FDA | C54450 | FDA Patient Problem Code Hierarchy | C27990 | Toxicity | 2333 |  |  |  | The finding of bodily harm due to the poisonous effects of something. | C3671 | Injury | 2348
FDA | C54450 | FDA Patient Problem Code Hierarchy | C50493 | Toxins In Children | 2098 |  | Children, Toxins In | Children affected by toxins may be due to silicone breast implants and their effects on unborn children and from breastfeeding. | Children affected by toxins may be due to silicone breast implants and their effects on unborn children and from breastfeeding. | C54450 | FDA Patient Problem Code Hierarchy
FDA | C54450 | FDA Patient Problem Code Hierarchy | C50454 | Toxoplasmosis, Acquired | 2269 |  | Acquired Toxoplasmosis | Acquired as an adult. | Toxoplasmosis acquired in adulthood. | C54450 | FDA Patient Problem Code Hierarchy
FDA | C54450 | FDA Patient Problem Code Hierarchy | C50503 | Toxoplasmosis, Congenital | 2270 |  | Congenital Toxoplasmosis | Passed from mother to fetus. | Toxoplasma infection that is present from birth. | C54450 | FDA Patient Problem Code Hierarchy
FDA | C54450 | FDA Patient Problem Code Hierarchy | C50781 | Transient Ischemic Attack | 2109 |  | Attack, Transient Ischemic¦Ischemic Attack, Transient | A brief attack (from a few minutes to an hour) of cerebral dysfunction of vascular origin, with no persistent neurological deficit. | A brief attack (from a few minutes to an hour) of cerebral dysfunction of vascular origin, with no persistent neurological deficit. | C54450 | FDA Patient Problem Code Hierarchy
FDA | C54450 | FDA Patient Problem Code Hierarchy | C50842 | Tricuspid Insufficiency | 2111 |  | Insufficiency, Tricuspid | Incomplete closure of the tricuspid valve, resulting in tricuspid regurgitation; it is usually secondary to systolic overload in the right ventricle. | Dysfunction of the pulmonary valve characterized by incomplete valve closure. | C50796 | Insufficiency, Valvular | 1926
FDA | C54450 | FDA Patient Problem Code Hierarchy | C50843 | Tricuspid Regurgitation | 2112 |  | Regurgitation, Tricuspid | The backflow of blood from the right ventricle into the right atrium, owning to imperfect functioning/insufficiency of the tricuspid valve. | The backflow of blood from the right ventricle into the right atrium, owning to imperfect functioning/insufficiency of the tricuspid valve. | C50842 | Tricuspid Insufficiency | 2111
FDA | C54450 | FDA Patient Problem Code Hierarchy | C50783 | Tricuspid Stenosis | 2113 |  | Stenosis, Tricuspid | Narrowing or stricture of the tricuspid orifice of the heart. | Narrowing or stricture of the tricuspid orifice of the heart. | C62433 | Valvular Stenosis | 2697
FDA | C54450 | FDA Patient Problem Code Hierarchy | C50784 | Twiddlers Syndrome | 2114 |  | Syndrome, Twiddler's | Dislodgement, breakdown, or other malfunction of an artificial cardiac pacemaker, chemotherapy port, drip infusion valve, or similar implanted diagnostic or therapeutic device as a result of unconscious or habitual manipulation by the patient. | Dislodgement, breakdown, or other malfunction of an artificial cardiac pacemaker, chemotherapy port, drip infusion valve, or similar implanted diagnostic or therapeutic device as a result of unconscious or habitual manipulation by the patient. | C54450 | FDA Patient Problem Code Hierarchy
FDA | C54450 | FDA Patient Problem Code Hierarchy | C50785 | Twitching | 2172 |  |  | The occurrence of a single contraction or a series of contractions of a muscle. | The occurrence of a single contraction or a series of contractions of a muscle. | C54450 | FDA Patient Problem Code Hierarchy
FDA | C54450 | FDA Patient Problem Code Hierarchy | C50794 | UGH (Uveitis-Glaucoma-Hyphema) Syndrome | 2115 |  | Syndrome, Uveitis-Glaucoma-Hyphema (UGH)¦Uveitis-Glaucoma-Hyphema (UGH) Syndrome | For complications that occur secondary to intraocular lens implantation in the anterior chamber; caused by rubbing of the lens loop (haptics). | Clinical triad of uveitis, glaucoma, and hyphema (UGH), especially associated with the early anterior chamber intraocular lens (IOL).Glaucoma is believed to be caused by movement of the IOL against the iris causing release of inflammatory and red blood cell debris, which obstruct the trabecular meshwork. The haptic also may cause direct damage to the trabecular meshwork contributing to the glaucoma. Incidence of UGH is dependent on both surgical methodology applied in the cataract population and type of IOL used. UGH is particularly common if metal clip lenses have been used. Components of the condition may be reversed if the offending IOL is removed before permanent damage has occurred. | C54450 | FDA Patient Problem Code Hierarchy
FDA | C54450 | FDA Patient Problem Code Hierarchy | C3426 | Ulcer | 2274 |  |  |  | A circumscribed inflammatory and often suppurating lesion on the skin or an internal mucous surface resulting in necrosis of tissue. | C3671 | Injury | 2348
FDA | C54450 | FDA Patient Problem Code Hierarchy | C25757 | Ulceration | 2116 |  |  |  | The formation or development of an ulcer. | C54450 | FDA Patient Problem Code Hierarchy
FDA | C54450 | FDA Patient Problem Code Hierarchy | C50428 | Underdose | 2542 |  |  |  | An inadequate amount of a treatment. | C54450 | FDA Patient Problem Code Hierarchy
FDA | C54450 | FDA Patient Problem Code Hierarchy | C34851 | Uremia | 2188 |  |  |  | A laboratory test result indicating abnormally high concentration of non-protein nitrogen in the blood. | C54450 | FDA Patient Problem Code Hierarchy
FDA | C54450 | FDA Patient Problem Code Hierarchy | C26906 | Urinary Frequency | 2275 |  | Frequency, Urinary |  | Urination at short intervals; it may result from increased urine formation, decreased bladder capacity, or lower urinary tract irritation. | C54450 | FDA Patient Problem Code Hierarchy
FDA | C54450 | FDA Patient Problem Code Hierarchy | C50790 | Urinary Retention | 2119 |  | Retention, Urinary | Accumulation of urine within the bladder because of the inability to urinate. | Accumulation of urine within the bladder because of the inability to urinate. | C54450 | FDA Patient Problem Code Hierarchy
FDA | C54450 | FDA Patient Problem Code Hierarchy | C3432 | Urticaria | 2278 |  | Hives | Urticaria. | A transient, itchy skin eruption characterized by wheals with pale interiors and red margins. | C2983 | Skin Inflammation | 2443
FDA | C54450 | FDA Patient Problem Code Hierarchy | C50793 | Uterine Perforation | 2121 |  | Perforation Of Uterus |  | A rupture in the uterus due to traumatic or pathologic processes. | C4080 | Perforation | 2001
FDA | C54450 | FDA Patient Problem Code Hierarchy | C26909 | Uveitis | 2122 |  |  |  | An inflammatory process affecting a part of or the entire uvea. Causes include inflammatory agents (e.g., herpes simplex, herpes zoster, leptospirosis) and systemic diseases (e.g., inflammatory bowel disease, multiple sclerosis, systemic lupus erythematosus, ankylosing spondylitis). Patients present with pain and redness in the eye, light sensitivity, and blurred and decreased vision. | C54450 | FDA Patient Problem Code Hierarchy
FDA | C54450 | FDA Patient Problem Code Hierarchy | C50795 | Vaginal Discharge | 2123 |  | Discharge, Vaginal |  | Normal or abnormal secretions from the vagina. Mucus produced by the cervical glands is discharged from the vagina naturally, especially during the childbearing years. Causes of abnormal vaginal discharge include infectious agents (e.g., Neisseria gonorrhea, Chlamydia trachomatis, Trichomonas, and Candida albicans), the presence of foreign bodies, and cervical or vaginal cancer. | C54450 | FDA Patient Problem Code Hierarchy
FDA | C54450 | FDA Patient Problem Code Hierarchy | C50522 | Vaginal Mucosa Damage | 2124 |  | Damage, Vaginal Mucosa¦Mucosa Damage, Vaginal |  |  | C3671 | Injury | 2348
FDA | C54450 | FDA Patient Problem Code Hierarchy | C62433 | Valvular Stenosis | 2697 |  |  |  | Narrowing of the opening of one or more of the four valves of the heart. | C50754 | Stenosis | 2263
FDA | C54450 | FDA Patient Problem Code Hierarchy | C50600 | Vascular System (Circulation), Impaired | 2572 |  | Impaired Circulation |  |  | C54450 | FDA Patient Problem Code Hierarchy
FDA | C54450 | FDA Patient Problem Code Hierarchy | C40866 | Vasoconstriction | 2126 |  | Vasospasm |  | Vasoconstriction involves narrowing of a blood vessel lumen due to smooth muscle contraction in the vessel wall and leads to decreased blood flow. | C54450 | FDA Patient Problem Code Hierarchy
FDA | C54450 | FDA Patient Problem Code Hierarchy | C40867 | Vasodilatation | 2127 |  |  | A state of increased caliber of the blood vessels. | Vasodilation involves widening of a blood vessel lumen due to smooth muscle relaxation in the vessel wall and leads to increased blood flow. | C54450 | FDA Patient Problem Code Hierarchy
FDA | C54450 | FDA Patient Problem Code Hierarchy | C50798 | Vaso-Vagal Response | 2661 |  |  |  | Sudden drop of the blood pressure, bradycardia, and peripheral vasodilation that may lead to loss of consciousness. It results from an increase in the activity of the vagus nerve. It may be triggered by emotions of fear or pain or gastrointestinal upset and may be relieved by lying down while keeping the legs elevated. | C54450 | FDA Patient Problem Code Hierarchy
FDA | C54450 | FDA Patient Problem Code Hierarchy | C3365 | Venereal Disease | 2071 |  | Disease (VD), Venereal¦VD, Venereal Disease¦Venereal Disease (VD) | Any contagious disease acquired during sexual contact; e.g. syphilis, gonorrhea, chancroid. | A disorder acquired through sexual contact. | C26726 | Infection | 1930
FDA | C54450 | FDA Patient Problem Code Hierarchy | C28221 | Venipuncture | 2129 |  |  |  | The collection of blood from a vein, most commonly via needle venipuncture. | C54450 | FDA Patient Problem Code Hierarchy
FDA | C54450 | FDA Patient Problem Code Hierarchy | C50430 | Ventilator Dependent | 2395 |  | Dependent, Ventilator |  |  | C54450 | FDA Patient Problem Code Hierarchy
FDA | C54450 | FDA Patient Problem Code Hierarchy | C50448 | Ventricle, Abnormality Of | 2078 |  |  |  |  | C54450 | FDA Patient Problem Code Hierarchy
FDA | C54450 | FDA Patient Problem Code Hierarchy | C50799 | Ventricular Fibrillation | 2130 |  | Fibrillation, Ventricular | Arrhythmia characterized by fibrillary contractions of the ventricular muscle due to rapid repetitive excitation of myocardial fibers without coordinated contraction of the ventricle. | A disorder characterized by an electrocardiographic finding of a rapid grossly irregular ventricular rhythm with marked variability in QRS cycle length, morphology, and amplitude. The rate is typically greater than 300 bpm. (CDISC) | C54450 | FDA Patient Problem Code Hierarchy
FDA | C54450 | FDA Patient Problem Code Hierarchy | C50800 | Ventricular Flutter | 2131 |  | Flutter, Ventricular | A ventricular tachyarrhythmia characterized electrocardiographically by smooth undulating waves with QRS complexes merged with T waves, a rate of approximately 250 per minute. | A disorder characterized by an electrocardiographic finding of a high ventricular rate (180 to 250 beats per minute) with a regular rhythm and large oscillating sine wave-like complexes occurring as a result of QRS complexes and T waves being merged. The P wave is not visible. | C50802 | Ventricular Tachycardia | 2132
FDA | C54450 | FDA Patient Problem Code Hierarchy | C50802 | Ventricular Tachycardia | 2132 |  |  | An abnormally rapid ventricular rhythm with aberrant ventricular excitation, usually in excess of 150 beats per minute. | A disorder characterized by an electrocardiographic finding of three or more consecutive complexes of ventricular origin with a rate greater than a certain threshold (100 or 120 beats per minute are commonly used). The QRS complexes are wide and have an abnormal morphology. (CDISC) | C54450 | FDA Patient Problem Code Hierarchy
FDA | C54450 | FDA Patient Problem Code Hierarchy | C38057 | Vertigo | 2134 |  |  |  | A feeling of movement, a sensation as if the external world were revolving around the patient (objective vertigo) or as if he himself were revolving in space (subjective vertigo). Vertigo is medically distinct from dizziness, lightheadedness, and unsteadiness. | C54450 | FDA Patient Problem Code Hierarchy
FDA | C54450 | FDA Patient Problem Code Hierarchy | C50647 | Vessel Or Plaque, Device Embedded In | 1204 |  | Device Embedded In Vessel Or Plaque¦Plaque Or Vessel, Device Embedded In | Device and/or fragments of device are embedded in patient's vessel and/or plaque. | Device and/or fragments of device are embedded in patient's vessel and/or plaque. | C34620 | Foreign Body In Patient | 2687
FDA | C54450 | FDA Patient Problem Code Hierarchy | C50804 | Vessels, Perforation Of | 2135 |  | Perforation Of Vessel(s) |  | Damage to a blood vessel resulting from a full thickness disruption in the integrity of the vessel wall. | C54450 | FDA Patient Problem Code Hierarchy
FDA | C54450 | FDA Patient Problem Code Hierarchy | C14283 | Virus | 2136 |  |  |  | An infectious agent which consists of two parts, genetic material and a protein coat. These organisms lack independent metabolism, and they must infect the cells of other types of organisms to reproduce. Most viruses are capable of passing through fine filters that retain bacteria, and are not visible through a light microscope. | C54450 | FDA Patient Problem Code Hierarchy
FDA | C54450 | FDA Patient Problem Code Hierarchy | C50602 | Vision, Impaired | 2138 |  | Impaired Vision |  | Sight that is impaired. | C54450 | FDA Patient Problem Code Hierarchy
FDA | C54450 | FDA Patient Problem Code Hierarchy | C50638 | Vision, Loss Of | 2139 |  | Loss Of Vision |  | A condition in which the ability to see is impaired. | C54450 | FDA Patient Problem Code Hierarchy
FDA | C54450 | FDA Patient Problem Code Hierarchy | C50805 | Visual Disturbances | 2140 |  | Disturbances, Visual |  | An interference to normal eyesight. | C54450 | FDA Patient Problem Code Hierarchy
FDA | C54450 | FDA Patient Problem Code Hierarchy | C50837 | Vitrectomy | 2643 |  |  |  | Surgical removal of the vitreous humor from the chamber of the eye. | C54450 | FDA Patient Problem Code Hierarchy
FDA | C54450 | FDA Patient Problem Code Hierarchy | C50808 | Vitreous Floaters | 1866 |  | Floaters, Vitreous | Spots before the eyes; deposits in the vitreous of the eye, usually moving about and probably representing fine aggregates of vitreous protein occurring as a benign degenerative change. | Spots before the eyes caused by opaque cell fragments in the vitreous humor or lens. | C54450 | FDA Patient Problem Code Hierarchy
FDA | C54450 | FDA Patient Problem Code Hierarchy | C50469 | Vitreous Fluid, Blood In | 2143 |  | Blood In Vitreous Fluid¦Fluid, Blood In Vitreous |  | Blood extravasation in the vitreous humor. Causes include neovascularization, retinal tear, retinal detachment, and rupture of a blood vessel aneurysm in the eye. | C54450 | FDA Patient Problem Code Hierarchy
FDA | C54450 | FDA Patient Problem Code Hierarchy | C50639 | Vitreous Fluid, Loss Of | 2142 |  | Fluid, Loss Of Vitreous¦Loss Of Vitreous Fluid |  |  | C54450 | FDA Patient Problem Code Hierarchy
FDA | C54450 | FDA Patient Problem Code Hierarchy | C50807 | Vitreous, Detachment Of | 2445 |  | Detachment Of Vitreous |  | Detachment of the vitreous humor from the retina. | C54450 | FDA Patient Problem Code Hierarchy
FDA | C54450 | FDA Patient Problem Code Hierarchy | C50587 | Vitritis | 2181 |  |  | Inflammatory intraocular reaction with clouding and cells in vitreous; often accompanies inflammation of ciliary body, iris, choroid, or retina. | Inflammatory intraocular reaction with clouding and cells in vitreous; often accompanies inflammation of ciliary body, iris, choroid, or retina. | C54450 | FDA Patient Problem Code Hierarchy
FDA | C54450 | FDA Patient Problem Code Hierarchy | C3442 | Vomiting | 2144 |  |  |  | Forceful ejection of the contents of the stomach through the mouth. | C54450 | FDA Patient Problem Code Hierarchy
FDA | C54450 | FDA Patient Problem Code Hierarchy | C50809 | Weakness | 2145 |  |  |  | The property of lacking physical strength. | C54450 | FDA Patient Problem Code Hierarchy
FDA | C54450 | FDA Patient Problem Code Hierarchy | C50810 | Weight Fluctuations | 2607 |  | Fluctuations Of Weight |  | Repetitive loss and regain of body weight. | C54450 | FDA Patient Problem Code Hierarchy
FDA | C54450 | FDA Patient Problem Code Hierarchy | C50811 | Wheal(s) | 2241 |  | Welt(s) | A smooth, slightly elevated area on the body surface, which is redder or paler than the surrounding skin. It is the typical lesion of urticaria, the dermal evidence of allergy, and in sensitive persons may be provoked by mechanical irritation of the skin. | A smooth, slightly elevated area on the body surface, which is redder or paler than the surrounding skin. It is the typical lesion of urticaria, the dermal evidence of allergy, and in sensitive persons may be provoked by mechanical irritation of the skin. | C50624 | Irritation | 1941
FDA | C54450 | FDA Patient Problem Code Hierarchy | C50863 | Wound Dehiscence | 1154 |  | Dehiscence Wound | Separation of the layers of a surgical wound; it may be partial and superficial only, or complete with disruption of all layers. | Splitting of the sutured margins of a surgical wound. Risk factors include diabetes mellitus, obesity, and advanced age. | C50527 | Dehiscence Of Organ | 2502
FDA | C54450 | FDA Patient Problem Code Hierarchy | C50704 | Wound Infection, Post-Operative | 2446 |  | Infection, Post-Operative Wound¦Post-Operative Wound Infection |  | Infection of a surgical skin incision. | C54450 | FDA Patient Problem Code Hierarchy
FDA | C54450 | FDA Patient Problem Code Hierarchy | C50705 | Wound Infection, Post-Traumatic | 2447 |  | Infection, Post-Traumatic Wound¦Post-Traumatic Wound Infection |  | Infection of a wound following trauma. | C54450 | FDA Patient Problem Code Hierarchy
FDA | C54450 | FDA Patient Problem Code Hierarchy | C50435 | Wrinkling | 2613 |  |  |  |  | C54450 | FDA Patient Problem Code Hierarchy
FDA | C54450 | FDA Patient Problem Code Hierarchy | C72898 | Zonular Dehiscence | 2698 |  |  |  | Rupture of the fibrous strands connecting the ciliary body and the crystalline lens of the eye. | C50527 | Dehiscence Of Organ | 2502